## 33 BUS
System data for 33-Bus radial distribution network
S_base (MVA) | V_base (kV) | Z_base (ohms) | Resistance and Reactance (ohms) |  | Resistance and Reactance (pu)* |  | Conductance and Susceptance (pu)* |  | Maximum Line Capacity
100 | 12.66 | 1.6028
| From | To | R (ohms) | X (ohms) | R (pu) | X (pu) | G (pu) | B (pu) | P (KW) | Q (KVAR) | Bus Number | Nominal load
[12 empty] | P (KW) | Q(KVAR)
| 1 | 2 | 0.0922 | 0.047 | 0.057526 | 0.029324 | 13.798 | -7.0337 | 4600 | 4600 | 1 | 0 | 0
| 2 | 3 | 0.493 | 0.2511 | 0.3076 | 0.15667 | 2.5814 | -1.3148 | 4100 | 4100 | 2 | 100 | 60
| 3 | 4 | 0.366 | 0.1864 | 0.22836 | 0.1163 | 3.4772 | -1.7709 | 2900 | 2900 | 3 | 90 | 40
| 4 | 5 | 0.3811 | 0.1941 | 0.23778 | 0.1211 | 3.3394 | -1.7008 | 2900 | 2900 | 4 | 120 | 80
| 5 | 6 | 0.819 | 0.707 | 0.51099 | 0.44112 | 1.1213 | -0.968 | 2900 | 2900 | 5 | 60 | 30
| 6 | 7 | 0.1872 | 0.6188 | 0.1168 | 0.38608 | 0.71786 | -2.3729 | 1500 | 1500 | 6 | 60 | 20
| 7 | 8 | 0.7114 | 0.2351 | 0.44386 | 0.14668 | 2.0311 | -0.67124 | 1050 | 1050 | 7 | 200 | 100
| 8 | 9 | 1.03 | 0.74 | 0.64264 | 0.4617 | 1.0263 | -0.73736 | 1050 | 1050 | 8 | 200 | 100
| 9 | 10 | 1.044 | 0.74 | 0.65138 | 0.4617 | 1.0218 | -0.72428 | 1050 | 1050 | 9 | 60 | 20
| 10 | 11 | 0.1966 | 0.065 | 0.12266 | 0.040555 | 7.349 | -2.4297 | 1050 | 1050 | 10 | 60 | 20
| 11 | 12 | 0.3744 | 0.1298 | 0.2336 | 0.080986 | 3.8215 | -1.3249 | 1050 | 1050 | 11 | 45 | 30
| 12 | 13 | 1.468 | 1.155 | 0.91592 | 0.72063 | 0.67435 | -0.53057 | 500 | 500 | 12 | 60 | 35 | 33-Bus Single-Line Diagram
| 13 | 14 | 0.5416 | 0.7129 | 0.33792 | 0.4448 | 1.083 | -1.4255 | 450 | 450 | 13 | 60 | 35
| 14 | 15 | 0.591 | 0.526 | 0.36874 | 0.32818 | 1.5132 | -1.3468 | 300 | 300 | 14 | 120 | 80
| 15 | 16 | 0.7463 | 0.545 | 0.46564 | 0.34004 | 1.4006 | -1.0228 | 250 | 250 | 15 | 60 | 10
| 16 | 17 | 1.289 | 1.721 | 0.80424 | 1.0738 | 0.44685 | -0.59661 | 250 | 250 | 16 | 60 | 20
| 17 | 18 | 0.732 | 0.574 | 0.45671 | 0.35813 | 1.3559 | -1.0632 | 100 | 100 | 17 | 60 | 20
| 2 | 19 | 0.164 | 0.1565 | 0.10232 | 0.097644 | 5.115 | -4.8811 | 500 | 500 | 18 | 90 | 40
| 19 | 20 | 1.5042 | 1.3554 | 0.93851 | 0.84567 | 0.58806 | -0.52988 | 500 | 500 | 19 | 90 | 40
| 20 | 21 | 0.4095 | 0.4784 | 0.2555 | 0.29849 | 1.6551 | -1.9335 | 210 | 210 | 20 | 90 | 40
| 21 | 22 | 0.7089 | 0.9373 | 0.4423 | 0.58481 | 0.82269 | -1.0878 | 110 | 110 | 21 | 90 | 40
| 3 | 23 | 0.4512 | 0.3083 | 0.28152 | 0.19236 | 2.4216 | -1.6547 | 1050 | 1050 | 22 | 90 | 40
| 23 | 24 | 0.898 | 0.7091 | 0.56028 | 0.44243 | 1.0993 | -0.86808 | 1050 | 1050 | 23 | 90 | 50
| 24 | 25 | 0.896 | 0.7011 | 0.55904 | 0.43743 | 1.1095 | -0.86815 | 500 | 500 | 24 | 420 | 200
| 6 | 26 | 0.203 | 0.1034 | 0.12666 | 0.064514 | 6.2689 | -3.1931 | 1500 | 1500 | 25 | 420 | 200
| 26 | 27 | 0.2842 | 0.1447 | 0.17732 | 0.090282 | 4.4786 | -2.2802 | 1500 | 1500 | 26 | 60 | 25
| 27 | 28 | 1.059 | 0.9337 | 0.66074 | 0.58256 | 0.85152 | -0.75077 | 1500 | 1500 | 27 | 60 | 25
| 28 | 29 | 0.8042 | 0.7006 | 0.50176 | 0.43712 | 1.1331 | -0.98709 | 1500 | 1500 | 28 | 60 | 20
| 29 | 30 | 0.5075 | 0.2585 | 0.31664 | 0.16128 | 2.5076 | -1.2772 | 1500 | 1500 | 29 | 120 | 70
| 30 | 31 | 0.9744 | 0.963 | 0.60795 | 0.60084 | 0.83211 | -0.82238 | 500 | 500 | 30 | 200 | 600
| 31 | 32 | 0.3105 | 0.3619 | 0.19373 | 0.2258 | 2.1886 | -2.5509 | 500 | 500 | 31 | 150 | 70
| 32 | 33 | 0.341 | 0.5302 | 0.21276 | 0.33081 | 1.3753 | -2.1384 | 100 | 100 | 32 | 210 | 100
| 8** | 21** | 2 | 2 | 1.2479 | 1.2479 | 0.40069 | -0.40069 | - | - | 33 | 60 | 40
| 9* | 15** | 2 | 2 | 1.2479 | 1.2479 | 0.40069 | -0.40069 | - | -
| 12* | 22** | 2 | 2 | 1.2479 | 1.2479 | 0.40069 | -0.40069 | - | -
| 18** | 33** | 0.5 | 0.5 | 0.31196 | 0.31196 | 1.6028 | -1.6028 | - | -
| 25** | 29** | 0.5 | 0.5 | 0.31196 | 0.31196 | 1.6028 | -1.6028 | - | -
* The per unit values are caculated based on the assumed MVA and kV bases which can be changed as per simulation requirment
‘**’ denotes a tie-line
References:
[1] | A. Wazir and N. Arbab, “Analysis and Optimization of IEEE 33 Bus Radial Distributed System Using Optimization Algorithm.”
[2] | N. Sahu, “Voltage Regulators Placement in Unbalanced Radial Distribution Systems for Loss Minimization Using Particle Swarm Optimization.”
[3] | M. P. Selvan and K. S. Swarup, “Distribution system load flow using object-oriented methodology,” in Power System Technology, 2004. PowerCon 2004. 2004 International Conference on, 2004, vol. 2, pp. 1168–1173.
[4] | R. D. Zimmerman, C. E. Murillo-Sánchez, and R. J. Thomas, "MATPOWER: Steady-State Operations, Planning and Analysis Tools for Power Systems Research and Education," Power Systems, IEEE Transactions on, vol. 26, no. 1, pp. 12-19, Feb. 2011.
[5] | C. E. Murillo-Sánchez, R. D. Zimmerman, C. L. Anderson, and R. J. Thomas, "Secure Planning and Operations of Systems with Stochastic Sources, Energy Storage and Active Demand," Smart Grid, IEEE Transactions on, vol. 4, no. 4, pp. 2220-2229, Dec. 2013.

## 69 BUS
System data for 69-Bus radial distribution network
S_base (MVA) | V_base (kV) | Z_base (ohms) | Resistance and Reactance (ohms) |  | Resistance and Reactance (pu)* |  | Conductance and Susceptance (pu)* |  | Maximum Line Capacity
100 | 12.66 | 1.6028
Branch Number | From | To | Resistance (ohms) | Reactance (ohms) | R (pu) | X (pu) | G (pu) | B (pu) | S (KVA) | Bus Number | Nominal load
[11 empty] | P (KW) | Q(KVAR)
| 1 | 2 | 0.0005 | 0.0012 | 0.00031196 | 0.00074871 | 474.1882 | -1138.0516 | 10761 | 1 | 0 | 0
| 2 | 3 | 0.0005 | 0.0012 | 0.00031196 | 0.00074871 | 474.1882 | -1138.0516 | 10761 | 2 | 0 | 0
| 3 | 4 | 0.0015 | 0.0036 | 0.00093589 | 0.0022461 | 158.0627 | -379.3505 | 10761 | 3 | 0 | 0
| 4 | 5 | 0.0251 | 0.0294 | 0.015661 | 0.018343 | 26.9205 | -31.5324 | 5823 | 4 | 0 | 0
| 5 | 6 | 0.366 | 0.1864 | 0.22836 | 0.1163 | 3.4772 | -1.7709 | 1899 | 5 | 0 | 0
| 6 | 7 | 0.3811 | 0.1941 | 0.23778 | 0.1211 | 3.3394 | -1.7008 | 1899 | 6 | 2.6 | 2.2
| 7 | 8 | 0.0922 | 0.047 | 0.057526 | 0.029324 | 13.798 | -7.0337 | 1899 | 7 | 40.4 | 30
| 8 | 9 | 0.0493 | 0.0251 | 0.03076 | 0.015661 | 25.818 | -13.1446 | 1899 | 8 | 75 | 54
| 9 | 10 | 0.819 | 0.2707 | 0.51099 | 0.1689 | 1.7642 | -0.58312 | 1455 | 9 | 30 | 22
| 10 | 11 | 0.1872 | 0.0619 | 0.1168 | 0.038621 | 7.7179 | -2.552 | 1455 | 10 | 28 | 19
| 11 | 12 | 0.7114 | 0.2351 | 0.44386 | 0.14668 | 2.0311 | -0.67124 | 1455 | 11 | 145 | 104
| 12 | 13 | 1.03 | 0.34 | 0.64264 | 0.21213 | 1.4032 | -0.46318 | 1455 | 12 | 145 | 104
| 13 | 14 | 1.044 | 0.345 | 0.65138 | 0.21525 | 1.3841 | -0.45738 | 1455 | 13 | 8 | 5
| 14 | 15 | 1.058 | 0.3496 | 0.66011 | 0.21812 | 1.3658 | -0.4513 | 1455 | 14 | 8 | 5.5
| 15 | 16 | 0.1966 | 0.065 | 0.12266 | 0.040555 | 7.349 | -2.4297 | 1455 | 15 | 0 | 0
| 16 | 17 | 0.3744 | 0.1238 | 0.2336 | 0.077242 | 3.8589 | -1.276 | 1455 | 16 | 45.5 | 30
| 17 | 18 | 0.0047 | 0.0016 | 0.0029324 | 0.00099828 | 305.5965 | -104.0328 | 2200 | 17 | 60 | 35
| 18 | 19 | 0.3276 | 0.1083 | 0.2044 | 0.067571 | 4.4104 | -1.458 | 1455 | 18 | 60 | 35
| 19 | 20 | 0.2106 | 0.069 | 0.1314 | 0.043051 | 6.8727 | -2.2517 | 1455 | 19 | 0 | 0
| 20 | 21 | 0.3416 | 0.1129 | 0.21313 | 0.070441 | 4.2299 | -1.398 | 1455 | 20 | 1 | 0.6
| 21 | 22 | 0.014 | 0.0046 | 0.008735 | 0.0028701 | 103.3274 | -33.9504 | 1455 | 21 | 114 | 81
| 22 | 23 | 0.1591 | 0.0526 | 0.099267 | 0.032818 | 9.0813 | -3.0024 | 1455 | 22 | 5 | 3.5
| 23 | 24 | 0.3463 | 0.1145 | 0.21607 | 0.071439 | 4.1721 | -1.3795 | 1455 | 23 | 0 | 0
| 24 | 25 | 0.7488 | 0.2475 | 0.4672 | 0.15442 | 1.9296 | -0.6378 | 1455 | 24 | 28 | 20
| 25 | 26 | 0.3089 | 0.1021 | 0.19273 | 0.063703 | 4.6776 | -1.5461 | 1455 | 25 | 0 | 0
| 26 | 27 | 0.1732 | 0.0572 | 0.10806 | 0.035689 | 8.3438 | -2.7556 | 1455 | 26 | 14 | 10 | 69-Bus Single-Line Diagram
| 3 | 28 | 0.0044 | 0.0108 | 0.0027453 | 0.0067384 | 51.8539 | -127.2777 | 10761 | 27 | 14 | 10
| 28 | 29 | 0.064 | 0.1565 | 0.039931 | 0.097644 | 3.5881 | -8.7739 | 10761 | 28 | 26 | 18.6
| 29 | 30 | 0.3978 | 0.1315 | 0.2482 | 0.082046 | 3.6321 | -1.2007 | 1455 | 29 | 26 | 18.6
| 30 | 31 | 0.0702 | 0.0232 | 0.0438 | 0.014475 | 20.5832 | -6.8024 | 1455 | 30 | 0 | 0
| 31 | 32 | 0.351 | 0.116 | 0.219 | 0.072375 | 4.1166 | -1.3605 | 1455 | 31 | 0 | 0
| 32 | 33 | 0.839 | 0.2816 | 0.52347 | 0.1757 | 1.7169 | -0.57626 | 2200 | 32 | 0 | 0
| 33 | 34 | 1.708 | 0.5646 | 1.0657 | 0.35227 | 0.84594 | -0.27964 | 1455 | 33 | 14 | 10
| 34 | 35 | 1.474 | 0.4873 | 0.91967 | 0.30404 | 0.98022 | -0.32406 | 1455 | 34 | 9.5 | 14
| 3 | 36 | 0.0044 | 0.0108 | 0.0027453 | 0.0067384 | 51.8539 | -127.2777 | 10761 | 35 | 6 | 4
| 36 | 37 | 0.064 | 0.1565 | 0.039931 | 0.097644 | 3.5881 | -8.7739 | 10761 | 36 | 26 | 18.55
| 37 | 38 | 0.1053 | 0.123 | 0.065699 | 0.076743 | 6.4374 | -7.5195 | 5823 | 37 | 26 | 18.55
| 38 | 39 | 0.0304 | 0.0355 | 0.018967 | 0.022149 | 22.3052 | -26.0472 | 5823 | 38 | 0 | 0
| 39 | 40 | 0.0018 | 0.0021 | 0.0011231 | 0.0013102 | 377.1191 | -439.9722 | 5823 | 39 | 24 | 17
| 40 | 41 | 0.7283 | 0.8509 | 0.4544 | 0.5309 | 0.93052 | -1.0872 | 5823 | 40 | 24 | 17
| 41 | 42 | 0.31 | 0.3623 | 0.19342 | 0.22605 | 2.1853 | -2.554 | 5823 | 41 | 1.2 | 1
| 42 | 43 | 0.041 | 0.0478 | 0.025581 | 0.029824 | 16.5698 | -19.3179 | 5823 | 42 | 0 | 0
| 43 | 44 | 0.0092 | 0.0116 | 0.0057401 | 0.0072375 | 67.269 | -84.8174 | 5823 | 43 | 6 | 4.3
| 44 | 45 | 0.1089 | 0.1373 | 0.067945 | 0.085665 | 5.6834 | -7.1656 | 5823 | 44 | 0 | 0
| 45 | 46 | 0.0009 | 0.0012 | 0.00056153 | 0.00074871 | 641.1024 | -854.8032 | 6709 | 45 | 39.22 | 26.3
| 4 | 47 | 0.0034 | 0.0084 | 0.0021213 | 0.005241 | 66.3586 | -163.9448 | 10761 | 46 | 39.22 | 26.3
| 47 | 48 | 0.0851 | 0.2083 | 0.053096 | 0.12996 | 2.6939 | -6.5939 | 10761 | 47 | 0 | 0
| 48 | 49 | 0.2898 | 0.7091 | 0.18081 | 0.44243 | 0.79154 | -1.9368 | 10761 | 48 | 79 | 56.4
| 49 | 50 | 0.0822 | 0.2011 | 0.051287 | 0.12547 | 2.7914 | -6.829 | 10761 | 49 | 384.7 | 274.5
| 8 | 51 | 0.0928 | 0.0473 | 0.0579 | 0.029512 | 13.7095 | -6.9877 | 1899 | 50 | 384.7 | 274.5
| 51 | 52 | 0.3319 | 0.1114 | 0.20708 | 0.069505 | 4.3401 | -1.4567 | 2200 | 51 | 40.5 | 28.3
| 9 | 53 | 0.174 | 0.0886 | 0.10856 | 0.05528 | 7.3147 | -3.7246 | 1899 | 52 | 3.6 | 2.7
| 53 | 54 | 0.203 | 0.1034 | 0.12666 | 0.064514 | 6.2689 | -3.1931 | 1899 | 53 | 4.35 | 3.5
| 54 | 55 | 0.2842 | 0.1447 | 0.17732 | 0.090282 | 4.4786 | -2.2802 | 1899 | 54 | 26.4 | 19
| 55 | 56 | 0.2813 | 0.1433 | 0.17551 | 0.089408 | 4.5237 | -2.3045 | 1899 | 55 | 24 | 17.2
| 56 | 57 | 1.59 | 0.5337 | 0.99204 | 0.33299 | 0.90595 | -0.30409 | 2200 | 56 | 0 | 0
| 57 | 58 | 0.7837 | 0.263 | 0.48897 | 0.16409 | 1.8381 | -0.61685 | 2200 | 57 | 0 | 0
| 58 | 59 | 0.3042 | 0.1006 | 0.1898 | 0.062767 | 4.7493 | -1.5706 | 1455 | 58 | 0 | 0
| 59 | 60 | 0.3861 | 0.1172 | 0.2409 | 0.073124 | 3.8009 | -1.1538 | 1455 | 59 | 100 | 72
| 60 | 61 | 0.5075 | 0.2585 | 0.31664 | 0.16128 | 2.5076 | -1.2772 | 1899 | 60 | 0 | 0
| 61 | 62 | 0.0974 | 0.0496 | 0.06077 | 0.030947 | 13.0668 | -6.6542 | 1899 | 61 | 1244 | 888
| 62 | 63 | 0.145 | 0.0738 | 0.090469 | 0.046046 | 8.7793 | -4.4683 | 1899 | 62 | 32 | 23
| 63 | 64 | 0.7105 | 0.3619 | 0.4433 | 0.2258 | 1.7911 | -0.91232 | 1899 | 63 | 0 | 0
| 64 | 65 | 1.041 | 0.5302 | 0.64951 | 0.33081 | 1.2225 | -0.62264 | 1899 | 64 | 227 | 162
| 11 | 66 | 0.2012 | 0.0611 | 0.12553 | 0.038122 | 7.2934 | -2.2148 | 1455 | 65 | 59 | 42
| 66 | 67 | 0.0047 | 0.0014 | 0.0029324 | 0.0008735 | 313.2205 | -93.2997 | 1455 | 66 | 18 | 13
| 12 | 68 | 0.7394 | 0.2444 | 0.46133 | 0.15249 | 1.9541 | -0.64592 | 1455 | 67 | 18 | 13
| 68 | 69 | 0.0047 | 0.0016 | 0.0029324 | 0.00099828 | 305.5965 | -104.0328 | 1455 | 68 | 28 | 20
| 11** | 43** | 0.5 | 0.5 | 0.31196 | 0.31196 | 1.6028 | -1.6028 | 566 | 69 | 28 | 20
| 13** | 21** | 0.5 | 0.5 | 0.31196 | 0.31196 | 1.6028 | -1.6028 | 566
| 15** | 46** | 1 | 1 | 0.62393 | 0.62393 | 0.80138 | -0.80138 | 400
| 50** | 59** | 2 | 2 | 1.2479 | 1.2479 | 0.40069 | -0.40069 | 283
| 27** | 65** | 1 | 1 | 0.62393 | 0.62393 | 0.80138 | -0.80138 | 400
* The per unit values are caculated based on the assumed MVA and kV bases which can be changed as per simulation requirment
‘**’ denotes a tie-line
References:
[1] | R. D. Zimmerman, C. E. Murillo-Sánchez, and R. J. Thomas, "MATPOWER: Steady-State Operations, Planning and Analysis Tools for Power Systems Research and Education," Power Systems, IEEE Transactions on, vol. 26, no. 1, pp. 12-19, Feb. 2011.
[2] | C. E. Murillo-Sánchez, R. D. Zimmerman, C. L. Anderson, and R. J. Thomas, "Secure Planning and Operations of Systems with Stochastic Sources, Energy Storage and Active Demand," Smart Grid, IEEE Transactions on, vol. 4, no. 4, pp. 2220-2229, Dec. 2013.
[3] | R. Parasher, “Load flow analysis of radial distribution network using linear data structure,” ArXiv Prepr. ArXiv14034702, 2014.

## Solar Data
| 1 | 2 | 3 | 4 | 5 | 6 | 7 | 8 | 9 | 10 | 11 | 12 | 13 | 14 | 15 | 16 | 17 | 18 | 19 | 20 | 21 | 22 | 23 | 24 | 25 | 26 | 27 | 28 | 29 | 30 | 31 | 32 | 33 | 34 | 35 | 36 | 37 | 38 | 39 | 40 | 41 | 42 | 43 | 44 | 45 | 46 | 47 | 48 | 49 | 50 | 51 | 52 | 53 | 54 | 55 | 56 | 57 | 58 | 59 | 60 | 61 | 62 | 63 | 64 | 65 | 66 | 67 | 68 | 69 | 70 | 71 | 72 | 73 | 74 | 75 | 76 | 77 | 78 | 79 | 80 | 81 | 82 | 83 | 84 | 85 | 86 | 87 | 88 | 89 | 90 | 91 | 92 | 93 | 94 | 95 | 96 | 97 | 98 | 99 | 100 | 101 | 102 | 103 | 104 | 105 | 106 | 107 | 108 | 109 | 110 | 111 | 112 | 113 | 114 | 115 | 116 | 117 | 118 | 119 | 120 | 121 | 122 | 123 | 124 | 125 | 126 | 127 | 128 | 129 | 130 | 131 | 132 | 133 | 134 | 135 | 136 | 137 | 138 | 139 | 140 | 141 | 142 | 143 | 144 | 145 | 146 | 147 | 148 | 149 | 150 | 151 | 152 | 153 | 154 | 155 | 156 | 157 | 158 | 159 | 160 | 161 | 162 | 163 | 164 | 165 | 166 | 167 | 168 | 169 | 170 | 171 | 172 | 173 | 174 | 175 | 176 | 177 | 178 | 179 | 180 | 181 | 182 | 183 | 184 | 185 | 186 | 187 | 188 | 189 | 190 | 191 | 192 | 193 | 194 | 195 | 196 | 197 | 198 | 199 | 200 | 201 | 202 | 203 | 204 | 205 | 206 | 207 | 208 | 209 | 210 | 211 | 212 | 213 | 214 | 215 | 216 | 217 | 218 | 219 | 220 | 221 | 222 | 223 | 224 | 225 | 226 | 227 | 228 | 229 | 230 | 231 | 232 | 233 | 234 | 235 | 236 | 237 | 238 | 239 | 240 | 241 | 242 | 243 | 244 | 245 | 246 | 247 | 248 | 249 | 250 | 251 | 252 | 253 | 254 | 255 | 256 | 257 | 258 | 259 | 260 | 261 | 262 | 263 | 264 | 265 | 266 | 267 | 268 | 269 | 270 | 271 | 272 | 273 | 274 | 275 | 276 | 277 | 278 | 279 | 280 | 281 | 282 | 283 | 284 | 285 | 286 | 287 | 288 | 289 | 290 | 291 | 292 | 293 | 294 | 295 | 296 | 297 | 298 | 299 | 300 | 301 | 302 | 303 | 304 | 305 | 306 | 307 | 308 | 309 | 310 | 311 | 312 | 313 | 314 | 315 | 316 | 317 | 318 | 319 | 320 | 321 | 322 | 323 | 324 | 325 | 326 | 327 | 328 | 329 | 330 | 331 | 332 | 333 | 334 | 335 | 336 | 337 | 338 | 339 | 340 | 341 | 342 | 343 | 344 | 345 | 346 | 347 | 348 | 349 | 350 | 351 | 352 | 353 | 354 | 355 | 356 | 357 | 358 | 359 | 360 | 361 | 362 | 363 | 364 | 365
1 | 0 | 0 | 0 | 0 | 0 | 0 | 0 | 0 | 0 | 0 | 0 | 0 | 0 | 0 | 0 | 0 | 0 | 0 | 0 | 0 | 0 | 0 | 0 | 0 | 0 | 0 | 0 | 0 | 0 | 0 | 0 | 0 | 0 | 0 | 0 | 0 | 0 | 0 | 0 | 0 | 0 | 0 | 0 | 0 | 0 | 0 | 0 | 0 | 0 | 0 | 0 | 0 | 0 | 0 | 0 | 0 | 0 | 0 | 0 | 0 | 0 | 0 | 0 | 0 | 0 | 0 | 0 | 0 | 0 | 0 | 0 | 0 | 0 | 0 | 0 | 0 | 0 | 0 | 0 | 0 | 0 | 0 | 0 | 0 | 0 | 0 | 0 | 0 | 0 | 0 | 0 | 0 | 0 | 0 | 0 | 0 | 0 | 0 | 0 | 0 | 0 | 0 | 0 | 0 | 0 | 0 | 0 | 0 | 0 | 0 | 0 | 0 | 0 | 0 | 0 | 0 | 0 | 0 | 0 | 0 | 0 | 0 | 0 | 0 | 0 | 0 | 0 | 0 | 0 | 0 | 0 | 0 | 0 | 0 | 0 | 0 | 0 | 0 | 0 | 0 | 0 | 0 | 0 | 0 | 0 | 0 | 0 | 0 | 0 | 0 | 0 | 0 | 0 | 0 | 0 | 0 | 0 | 0 | 0 | 0 | 0 | 0 | 0 | 0 | 0 | 0 | 0 | 0 | 0 | 0 | 0 | 0 | 0 | 0 | 0 | 0 | 0 | 0 | 0 | 0 | 0 | 0 | 0 | 0 | 0 | 0 | 0 | 0 | 0 | 0 | 0 | 0 | 0 | 0 | 0 | 0 | 0 | 0 | 0 | 0 | 0 | 0 | 0 | 0 | 0 | 0 | 0 | 0 | 0 | 0 | 0 | 0 | 0 | 0 | 0 | 0 | 0 | 0 | 0 | 0 | 0 | 0 | 0 | 0 | 0 | 0 | 0 | 0 | 0 | 0 | 0 | 0 | 0 | 0 | 0 | 0 | 0 | 0 | 0 | 0 | 0 | 0 | 0 | 0 | 0 | 0 | 0 | 0 | 0 | 0 | 0 | 0 | 0 | 0 | 0 | 0 | 0 | 0 | 0 | 0 | 0 | 0 | 0 | 0 | 0 | 0 | 0 | 0 | 0 | 0 | 0 | 0 | 0 | 0 | 0 | 0 | 0 | 0 | 0 | 0 | 0 | 0 | 0 | 0 | 0 | 0 | 0 | 0 | 0 | 0 | 0 | 0 | 0 | 0 | 0 | 0 | 0 | 0 | 0 | 0 | 0 | 0 | 0 | 0 | 0 | 0 | 0 | 0 | 0 | 0 | 0 | 0 | 0 | 0 | 0 | 0 | 0 | 0 | 0 | 0 | 0 | 0 | 0 | 0 | 0 | 0 | 0 | 0 | 0 | 0 | 0 | 0 | 0 | 0 | 0 | 0 | 0 | 0 | 0 | 0 | 0 | 0 | 0 | 0 | 0 | 0 | 0 | 0 | 0 | 0 | 0 | 0 | 0 | 0 | 0 | 0 | 0 | 0 | 0 | 0 | 0 | 0 | 0 | 0 | 0
2 | 0 | 0 | 0 | 0 | 0 | 0 | 0 | 0 | 0 | 0 | 0 | 0 | 0 | 0 | 0 | 0 | 0 | 0 | 0 | 0 | 0 | 0 | 0 | 0 | 0 | 0 | 0 | 0 | 0 | 0 | 0 | 0 | 0 | 0 | 0 | 0 | 0 | 0 | 0 | 0 | 0 | 0 | 0 | 0 | 0 | 0 | 0 | 0 | 0 | 0 | 0 | 0 | 0 | 0 | 0 | 0 | 0 | 0 | 0 | 0 | 0 | 0 | 0 | 0 | 0 | 0 | 0 | 0 | 0 | 0 | 0 | 0 | 0 | 0 | 0 | 0 | 0 | 0 | 0 | 0 | 0 | 0 | 0 | 0 | 0 | 0 | 0 | 0 | 0 | 0 | 0 | 0 | 0 | 0 | 0 | 0 | 0 | 0 | 0 | 0 | 0 | 0 | 0 | 0 | 0 | 0 | 0 | 0 | 0 | 0 | 0 | 0 | 0 | 0 | 0 | 0 | 0 | 0 | 0 | 0 | 0 | 0 | 0 | 0 | 0 | 0 | 0 | 0 | 0 | 0 | 0 | 0 | 0 | 0 | 0 | 0 | 0 | 0 | 0 | 0 | 0 | 0 | 0 | 0 | 0 | 0 | 0 | 0 | 0 | 0 | 0 | 0 | 0 | 0 | 0 | 0 | 0 | 0 | 0 | 0 | 0 | 0 | 0 | 0 | 0 | 0 | 0 | 0 | 0 | 0 | 0 | 0 | 0 | 0 | 0 | 0 | 0 | 0 | 0 | 0 | 0 | 0 | 0 | 0 | 0 | 0 | 0 | 0 | 0 | 0 | 0 | 0 | 0 | 0 | 0 | 0 | 0 | 0 | 0 | 0 | 0 | 0 | 0 | 0 | 0 | 0 | 0 | 0 | 0 | 0 | 0 | 0 | 0 | 0 | 0 | 0 | 0 | 0 | 0 | 0 | 0 | 0 | 0 | 0 | 0 | 0 | 0 | 0 | 0 | 0 | 0 | 0 | 0 | 0 | 0 | 0 | 0 | 0 | 0 | 0 | 0 | 0 | 0 | 0 | 0 | 0 | 0 | 0 | 0 | 0 | 0 | 0 | 0 | 0 | 0 | 0 | 0 | 0 | 0 | 0 | 0 | 0 | 0 | 0 | 0 | 0 | 0 | 0 | 0 | 0 | 0 | 0 | 0 | 0 | 0 | 0 | 0 | 0 | 0 | 0 | 0 | 0 | 0 | 0 | 0 | 0 | 0 | 0 | 0 | 0 | 0 | 0 | 0 | 0 | 0 | 0 | 0 | 0 | 0 | 0 | 0 | 0 | 0 | 0 | 0 | 0 | 0 | 0 | 0 | 0 | 0 | 0 | 0 | 0 | 0 | 0 | 0 | 0 | 0 | 0 | 0 | 0 | 0 | 0 | 0 | 0 | 0 | 0 | 0 | 0 | 0 | 0 | 0 | 0 | 0 | 0 | 0 | 0 | 0 | 0 | 0 | 0 | 0 | 0 | 0 | 0 | 0 | 0 | 0 | 0 | 0 | 0 | 0 | 0 | 0 | 0 | 0 | 0 | 0 | 0 | 0 | 0 | 0 | 0 | 0
3 | 0 | 0 | 0 | 0 | 0 | 0 | 0 | 0 | 0 | 0 | 0 | 0 | 0 | 0 | 0 | 0 | 0 | 0 | 0 | 0 | 0 | 0 | 0 | 0 | 0 | 0 | 0 | 0 | 0 | 0 | 0 | 0 | 0 | 0 | 0 | 0 | 0 | 0 | 0 | 0 | 0 | 0 | 0 | 0 | 0 | 0 | 0 | 0 | 0 | 0 | 0 | 0 | 0 | 0 | 0 | 0 | 0 | 0 | 0 | 0 | 0 | 0 | 0 | 0 | 0 | 0 | 0 | 0 | 0 | 0 | 0 | 0 | 0 | 0 | 0 | 0 | 0 | 0 | 0 | 0 | 0 | 0 | 0 | 0 | 0 | 0 | 0 | 0 | 0 | 0 | 0 | 0 | 0 | 0 | 0 | 0 | 0 | 0 | 0 | 0 | 0 | 0 | 0 | 0 | 0 | 0 | 0 | 0 | 0 | 0 | 0 | 0 | 0 | 0 | 0 | 0 | 0 | 0 | 0 | 0 | 0 | 0 | 0 | 0 | 0 | 0 | 0 | 0 | 0 | 0 | 0 | 0 | 0 | 0 | 0 | 0 | 0 | 0 | 0 | 0 | 0 | 0 | 0 | 0 | 0 | 0 | 0 | 0 | 0 | 0 | 0 | 0 | 0 | 0 | 0 | 0 | 0 | 0 | 0 | 0 | 0 | 0 | 0 | 0 | 0 | 0 | 0 | 0 | 0 | 0 | 0 | 0 | 0 | 0 | 0 | 0 | 0 | 0 | 0 | 0 | 0 | 0 | 0 | 0 | 0 | 0 | 0 | 0 | 0 | 0 | 0 | 0 | 0 | 0 | 0 | 0 | 0 | 0 | 0 | 0 | 0 | 0 | 0 | 0 | 0 | 0 | 0 | 0 | 0 | 0 | 0 | 0 | 0 | 0 | 0 | 0 | 0 | 0 | 0 | 0 | 0 | 0 | 0 | 0 | 0 | 0 | 0 | 0 | 0 | 0 | 0 | 0 | 0 | 0 | 0 | 0 | 0 | 0 | 0 | 0 | 0 | 0 | 0 | 0 | 0 | 0 | 0 | 0 | 0 | 0 | 0 | 0 | 0 | 0 | 0 | 0 | 0 | 0 | 0 | 0 | 0 | 0 | 0 | 0 | 0 | 0 | 0 | 0 | 0 | 0 | 0 | 0 | 0 | 0 | 0 | 0 | 0 | 0 | 0 | 0 | 0 | 0 | 0 | 0 | 0 | 0 | 0 | 0 | 0 | 0 | 0 | 0 | 0 | 0 | 0 | 0 | 0 | 0 | 0 | 0 | 0 | 0 | 0 | 0 | 0 | 0 | 0 | 0 | 0 | 0 | 0 | 0 | 0 | 0 | 0 | 0 | 0 | 0 | 0 | 0 | 0 | 0 | 0 | 0 | 0 | 0 | 0 | 0 | 0 | 0 | 0 | 0 | 0 | 0 | 0 | 0 | 0 | 0 | 0 | 0 | 0 | 0 | 0 | 0 | 0 | 0 | 0 | 0 | 0 | 0 | 0 | 0 | 0 | 0 | 0 | 0 | 0 | 0 | 0 | 0 | 0 | 0 | 0 | 0 | 0
4 | 0 | 0 | 0 | 0 | 0 | 0 | 0 | 0 | 0 | 0 | 0 | 0 | 0 | 0 | 0 | 0 | 0 | 0 | 0 | 0 | 0 | 0 | 0 | 0 | 0 | 0 | 0 | 0 | 0 | 0 | 0 | 0 | 0 | 0 | 0 | 0 | 0 | 0 | 0 | 0 | 0 | 0 | 0 | 0 | 0 | 0 | 0 | 0 | 0 | 0 | 0 | 0 | 0 | 0 | 0 | 0 | 0 | 0 | 0 | 0 | 0 | 0 | 0 | 0 | 0 | 0 | 0 | 0 | 0 | 0 | 0 | 0 | 0 | 0 | 0 | 0 | 0 | 0 | 0 | 0 | 0 | 0 | 0 | 0 | 0 | 0 | 0 | 0 | 0 | 0 | 0 | 0 | 0 | 0 | 0 | 0 | 0 | 0 | 0 | 0 | 0 | 0 | 0 | 0 | 0 | 0 | 0 | 0 | 0 | 0 | 0 | 0 | 0 | 0 | 0 | 0 | 0 | 0 | 0 | 0 | 0 | 0 | 0 | 0 | 0 | 0 | 0 | 0 | 0 | 0 | 0 | 0 | 0 | 0 | 0 | 0 | 0 | 0 | 0 | 0 | 0 | 0 | 0 | 0 | 0 | 0 | 0 | 0 | 0 | 0 | 0 | 0 | 0 | 0 | 0 | 0 | 0 | 0 | 0 | 0 | 0 | 0 | 0 | 0 | 0 | 0 | 0 | 0 | 0 | 0 | 0 | 0 | 0 | 0 | 0 | 0 | 0 | 0 | 0 | 0 | 0 | 0 | 0 | 0 | 0 | 0 | 0 | 0 | 0 | 0 | 0 | 0 | 0 | 0 | 0 | 0 | 0 | 0 | 0 | 0 | 0 | 0 | 0 | 0 | 0 | 0 | 0 | 0 | 0 | 0 | 0 | 0 | 0 | 0 | 0 | 0 | 0 | 0 | 0 | 0 | 0 | 0 | 0 | 0 | 0 | 0 | 0 | 0 | 0 | 0 | 0 | 0 | 0 | 0 | 0 | 0 | 0 | 0 | 0 | 0 | 0 | 0 | 0 | 0 | 0 | 0 | 0 | 0 | 0 | 0 | 0 | 0 | 0 | 0 | 0 | 0 | 0 | 0 | 0 | 0 | 0 | 0 | 0 | 0 | 0 | 0 | 0 | 0 | 0 | 0 | 0 | 0 | 0 | 0 | 0 | 0 | 0 | 0 | 0 | 0 | 0 | 0 | 0 | 0 | 0 | 0 | 0 | 0 | 0 | 0 | 0 | 0 | 0 | 0 | 0 | 0 | 0 | 0 | 0 | 0 | 0 | 0 | 0 | 0 | 0 | 0 | 0 | 0 | 0 | 0 | 0 | 0 | 0 | 0 | 0 | 0 | 0 | 0 | 0 | 0 | 0 | 0 | 0 | 0 | 0 | 0 | 0 | 0 | 0 | 0 | 0 | 0 | 0 | 0 | 0 | 0 | 0 | 0 | 0 | 0 | 0 | 0 | 0 | 0 | 0 | 0 | 0 | 0 | 0 | 0 | 0 | 0 | 0 | 0 | 0 | 0 | 0 | 0 | 0 | 0 | 0 | 0 | 0 | 0 | 0
5 | 0 | 0 | 0 | 0 | 0 | 0 | 0 | 0 | 0 | 0 | 0 | 0 | 0 | 0 | 0 | 0 | 0 | 0 | 0 | 0 | 0 | 0 | 0 | 0 | 0 | 0 | 0 | 0 | 0 | 0 | 0 | 0 | 0 | 0 | 0 | 0 | 0 | 0 | 0 | 0 | 0 | 0 | 0 | 0 | 0 | 0 | 0 | 0 | 0 | 0 | 0 | 0 | 0 | 0 | 0 | 0 | 0 | 0 | 0 | 0 | 0 | 0 | 0 | 0 | 0 | 0 | 0 | 0 | 0 | 0 | 0 | 0 | 0 | 0 | 0 | 0 | 0 | 0 | 0 | 0 | 0 | 0 | 0 | 0 | 0 | 0 | 0 | 0 | 0 | 0 | 0 | 0 | 0 | 0 | 0 | 0 | 0 | 0 | 0 | 0 | 0 | 0 | 0 | 0 | 0 | 0 | 0 | 0 | 0 | 0 | 0 | 0 | 0 | 0 | 0 | 0 | 0 | 0 | 0 | 0 | 0 | 0 | 0 | 0 | 0 | 0 | 0 | 0 | 0 | 0 | 0 | 0 | 0 | 0 | 0 | 0 | 0 | 0 | 0 | 0 | 0 | 0 | 0 | 0 | 0 | 0 | 0 | 0 | 0 | 0 | 0 | 0 | 0 | 0 | 0 | 0 | 0 | 0 | 0 | 0 | 0 | 0 | 0 | 0 | 0 | 0 | 0 | 0 | 0 | 0 | 0 | 0 | 0 | 0 | 0 | 0 | 0 | 0 | 0 | 0 | 0 | 0 | 0 | 0 | 0 | 0 | 0 | 0 | 0 | 0 | 0 | 0 | 0 | 0 | 0 | 0 | 0 | 0 | 0 | 0 | 0 | 0 | 0 | 0 | 0 | 0 | 0 | 0 | 0 | 0 | 0 | 0 | 0 | 0 | 0 | 0 | 0 | 0 | 0 | 0 | 0 | 0 | 0 | 0 | 0 | 0 | 0 | 0 | 0 | 0 | 0 | 0 | 0 | 0 | 0 | 0 | 0 | 0 | 0 | 0 | 0 | 0 | 0 | 0 | 0 | 0 | 0 | 0 | 0 | 0 | 0 | 0 | 0 | 0 | 0 | 0 | 0 | 0 | 0 | 0 | 0 | 0 | 0 | 0 | 0 | 0 | 0 | 0 | 0 | 0 | 0 | 0 | 0 | 0 | 0 | 0 | 0 | 0 | 0 | 0 | 0 | 0 | 0 | 0 | 0 | 0 | 0 | 0 | 0 | 0 | 0 | 0 | 0 | 0 | 0 | 0 | 0 | 0 | 0 | 0 | 0 | 0 | 0 | 0 | 0 | 0 | 0 | 0 | 0 | 0 | 0 | 0 | 0 | 0 | 0 | 0 | 0 | 0 | 0 | 0 | 0 | 0 | 0 | 0 | 0 | 0 | 0 | 0 | 0 | 0 | 0 | 0 | 0 | 0 | 0 | 0 | 0 | 0 | 0 | 0 | 0 | 0 | 0 | 0 | 0 | 0 | 0 | 0 | 0 | 0 | 0 | 0 | 0 | 0 | 0 | 0 | 0 | 0 | 0 | 0 | 0 | 0 | 0 | 0 | 0
6 | 0 | 0 | 0 | 0 | 0 | 0 | 0 | 0 | 0 | 0 | 0 | 0 | 0 | 0 | 0 | 0 | 0 | 0 | 0 | 0 | 0 | 0 | 0 | 0 | 0 | 0 | 0 | 0 | 0 | 0 | 0 | 0 | 0 | 0 | 0 | 0 | 0 | 0 | 0 | 0 | 0 | 0 | 0 | 0 | 0 | 0 | 0 | 0 | 0 | 0 | 0 | 0 | 0 | 0 | 0 | 0 | 0 | 0 | 0 | 0 | 0 | 0 | 0 | 0 | 0 | 0 | 0 | 0 | 0 | 0 | 0 | 0 | 0 | 0 | 0 | 0 | 0 | 0 | 0 | 0 | 0 | 0 | 0 | 0 | 0 | 0 | 0 | 0 | 0 | 0 | 0 | 0 | 0 | 0 | 0 | 0 | 0 | 0 | 0 | 0 | 0 | 0 | 0 | 0 | 0 | 0 | 0 | 0 | 0 | 0 | 0 | 0 | 0 | 0 | 0 | 0 | 0 | 0 | 0 | 0 | 0 | 0 | 0 | 0 | 0 | 0 | 0 | 0 | 0 | 0 | 0 | 0 | 0 | 0 | 0 | 0 | 0 | 0 | 0 | 0 | 0 | 0 | 0 | 0 | 0 | 0 | 0 | 0 | 0 | 0 | 0 | 0 | 0 | 0 | 0 | 0 | 0 | 0 | 0 | 0 | 0 | 0 | 0 | 0 | 0 | 0 | 0 | 0 | 0 | 0 | 0 | 0 | 0 | 0 | 0 | 0 | 0 | 0 | 0 | 0 | 0 | 0 | 0 | 0 | 0 | 0 | 0 | 0 | 0 | 0 | 0 | 0 | 0 | 0 | 0 | 0 | 0 | 0 | 0 | 0 | 0 | 0 | 0 | 0 | 0 | 0 | 0 | 0 | 0 | 0 | 0 | 0 | 0 | 0 | 0 | 0 | 0 | 0 | 0 | 0 | 0 | 0 | 0 | 0 | 0 | 0 | 0 | 0 | 0 | 0 | 0 | 0 | 0 | 0 | 0 | 0 | 0 | 0 | 0 | 0 | 0 | 0 | 0 | 0 | 0 | 0 | 0 | 0 | 0 | 0 | 0 | 0 | 0 | 0 | 0 | 0 | 0 | 0 | 0 | 0 | 0 | 0 | 0 | 0 | 0 | 0 | 0 | 0 | 0 | 0 | 0 | 0 | 0 | 0 | 0 | 0 | 0 | 0 | 0 | 0 | 0 | 0 | 0 | 0 | 0 | 0 | 0 | 0 | 0 | 0 | 0 | 0 | 0 | 0 | 0 | 0 | 0 | 0 | 0 | 0 | 0 | 0 | 0 | 0 | 0 | 0 | 0 | 0 | 0 | 0 | 0 | 0 | 0 | 0 | 0 | 0 | 0 | 0 | 0 | 0 | 0 | 0 | 0 | 0 | 0 | 0 | 0 | 0 | 0 | 0 | 0 | 0 | 0 | 0 | 0 | 0 | 0 | 0 | 0 | 0 | 0 | 0 | 0 | 0 | 0 | 0 | 0 | 0 | 0 | 0 | 0 | 0 | 0 | 0 | 0 | 0 | 0 | 0 | 0 | 0 | 0 | 0 | 0 | 0 | 0
7 | 0 | 0 | 0 | 0 | 0 | 0 | 0 | 0 | 0 | 0 | 0 | 0 | 0 | 0 | 0 | 0 | 0 | 0 | 0 | 0 | 0 | 0 | 0 | 0 | 0 | 0 | 0 | 0 | 0 | 0 | 0 | 0 | 0 | 0 | 0 | 0 | 0 | 0 | 0 | 0 | 0 | 0 | 0 | 0 | 0 | 0 | 0 | 0 | 0 | 0 | 0 | 0 | 0 | 0 | 0 | 0 | 0 | 0 | 0 | 0 | 0 | 0 | 0 | 0 | 0 | 0 | 0 | 0 | 0 | 0 | 0 | 0 | 0 | 0 | 0 | 0 | 0 | 0 | 0 | 0 | 0 | 0 | 0 | 0 | 0 | 0 | 0 | 0 | 0 | 0 | 0 | 0 | 0 | 0 | 0 | 0 | 0 | 0 | 0 | 6.25e-05 | 0 | 0.000631 | 0.0005875 | 0.000304 | 0 | 0 | 0 | 0 | 0 | 0.0022885 | 0.00102 | 0.0022255 | 0.0035225 | 0 | 0.0052815 | 0.005959 | 0.0063175 | 0 | 0.0066675 | 0 | 0 | 0 | 0.0014765 | 0.011254 | 0.012396 | 0.015288 | 0.012781 | 0.015045 | 0.019183 | 0.015877 | 0.007418 | 0.017289 | 0.021403 | 0.0097665 | 0.023743 | 0.021523 | 0.026149 | 0.015569 | 0.018989 | 0.025223 | 0.02774 | 0.031145 | 0.016136 | 0.024705 | 0.030684 | 0.026139 | 0.013237 | 0.013168 | 0.017785 | 0.027545 | 0.026305 | 0.012381 | 0.025801 | 0.0085235 | 0.0082685 | 0.033667 | 0.035458 | 0.014347 | 0.038663 | 0.026196 | 0.010823 | 0.038032 | 0.039362 | 0.021376 | 0.0082785 | 0.027087 | 0.01355 | 0.007753 | 0.0067015 | 0.006355 | 0.0009915 | 0.028636 | 0.039721 | 0.023749 | 0.033028 | 0.020147 | 0.013992 | 0.032145 | 0.0012695 | 0 | 0 | 0.011397 | 0.019136 | 0.0025945 | 0.029501 | 0.019628 | 0.003977 | 0.005226 | 0.032492 | 0.026062 | 0.0096165 | 0.02815 | 0.012843 | 0.029766 | 0.011354 | 0.01774 | 0.0081025 | 0.024784 | 0.0048145 | 0.0068655 | 0.00488 | 0.023514 | 0 | 0.017918 | 0.023655 | 0.022247 | 0.01016 | 0.020231 | 0.021597 | 0.013324 | 0.017566 | 0.016494 | 0.0093325 | 0 | 0 | 0.010972 | 0.008751 | 0 | 0.00254 | 0 | 0 | 0 | 0 | 0 | 0 | 0.0074885 | 0 | 0 | 0 | 0 | 0.004485 | 0.0016525 | 0.002366 | 7.45e-05 | 0 | 0 | 0.000861 | 0.0027895 | 0.0006575 | 0.0015295 | 0 | 0 | 0.000493 | 0 | 0 | 0 | 0 | 0 | 0 | 0 | 0 | 0 | 0 | 0 | 0 | 0 | 0 | 0 | 0 | 0 | 0 | 0 | 0 | 0 | 0 | 0 | 0 | 0 | 0 | 0 | 0 | 0 | 0 | 0 | 0 | 0 | 0 | 0 | 0 | 0 | 0 | 0 | 0 | 0 | 0 | 0 | 0 | 0 | 0 | 0 | 0 | 0 | 0 | 0 | 0 | 0 | 0 | 0 | 0 | 0 | 0 | 0 | 0 | 0 | 0 | 0 | 0 | 0 | 0 | 0 | 0 | 0 | 0 | 0 | 0 | 0 | 0 | 0 | 0 | 0 | 0 | 0 | 0 | 0 | 0 | 0 | 0 | 0 | 0 | 0 | 0 | 0 | 0 | 0 | 0 | 0 | 0 | 0 | 0 | 0 | 0 | 0 | 0 | 0 | 0 | 0 | 0 | 0 | 0 | 0 | 0 | 0 | 0 | 0 | 0 | 0 | 0 | 0 | 0 | 0 | 0 | 0 | 0 | 0 | 0
8 | 0 | 0 | 0 | 0 | 0 | 0 | 0 | 0 | 0 | 0 | 0 | 0 | 0 | 0 | 0 | 0 | 0 | 0 | 0 | 0 | 0 | 0 | 0 | 0 | 0 | 0 | 0 | 0 | 0 | 0 | 0 | 0 | 0 | 0 | 0 | 0 | 0 | 0 | 0 | 0 | 0 | 0 | 0 | 0 | 0 | 2.3e-05 | 0 | 0.0019225 | 0.0020645 | 0 | 0.0018 | 0.0051565 | 0.005948 | 0.0074305 | 0.0072255 | 0.008712 | 0.015395 | 0.0072625 | 0.014485 | 0.0063425 | 0.005138 | 0.0037165 | 0.007707 | 0.022074 | 0.021884 | 0.0082435 | 0.028852 | 0.042959 | 0.017295 | 0.02761 | 0.052581 | 0.054007 | 0.054111 | 0.016861 | 0.060611 | 0.030201 | 0.020878 | 0.067983 | 0.075007 | 0.064189 | 0.038594 | 0.080235 | 0.067227 | 0.078933 | 0.036515 | 0.056239 | 0.089345 | 0.086875 | 0.044735 | 0.085933 | 0.091544 | 0.094399 | 0.017941 | 0.10723 | 0.076692 | 0.052551 | 0.070614 | 0.11112 | 0.11063 | 0.086868 | 0.11288 | 0.091379 | 0.084358 | 0.12814 | 0.13032 | 0.12998 | 0.12909 | 0.12756 | 0.040514 | 0.11506 | 0.1298 | 0.12323 | 0.12452 | 0.145 | 0.10006 | 0.11705 | 0.067002 | 0.14967 | 0.12768 | 0.14605 | 0.1517 | 0.14807 | 0.14689 | 0.12498 | 0.12051 | 0.12095 | 0.14825 | 0.16535 | 0.1524 | 0.16043 | 0.074778 | 0.12419 | 0.16372 | 0.16895 | 0.14886 | 0.16528 | 0.13882 | 0.10345 | 0.16157 | 0.15136 | 0.14675 | 0.15359 | 0.077249 | 0.16373 | 0.12767 | 0.16258 | 0.1624 | 0.1588 | 0.16468 | 0.10852 | 0.16686 | 0.16234 | 0.16323 | 0.15959 | 0.16247 | 0.1655 | 0.1611 | 0.12865 | 0.15165 | 0.16847 | 0.16459 | 0.15526 | 0.16702 | 0.15887 | 0.16415 | 0.16987 | 0.16031 | 0.15957 | 0.16092 | 0.16335 | 0.15771 | 0.10461 | 0.15391 | 0.16587 | 0.16292 | 0.15921 | 0.15643 | 0.15051 | 0.15672 | 0.1528 | 0.1505 | 0.1549 | 0.1538 | 0.15137 | 0.15151 | 0.15541 | 0.14747 | 0.14913 | 0.13915 | 0.14847 | 0.14892 | 0.15208 | 0.15589 | 0.14956 | 0.1539 | 0.15208 | 0.14936 | 0.14411 | 0.14592 | 0.14263 | 0.14248 | 0.14369 | 0.13928 | 0.13284 | 0.12167 | 0.11362 | 0.14497 | 0.14285 | 0.13753 | 0.10222 | 0.097697 | 0.092466 | 0.13457 | 0.13844 | 0.1356 | 0.1202 | 0.067852 | 0.13586 | 0.12892 | 0.13403 | 0.13109 | 0.13329 | 0.12858 | 0.12683 | 0.12485 | 0.087445 | 0.12183 | 0.1244 | 0.12499 | 0.12452 | 0.085478 | 0.11268 | 0.10842 | 0.025193 | 0.12244 | 0.11876 | 0.11338 | 0.080104 | 0.11168 | 0.098153 | 0.11618 | 0.1067 | 0.10309 | 0.10801 | 0.10819 | 0.10713 | 0.10788 | 0.056133 | 0.083327 | 0.10185 | 0.079995 | 0.029943 | 0.05794 | 0.082071 | 0.071421 | 0.099076 | 0.072143 | 0.049812 | 0.081817 | 0.079417 | 0.077568 | 0.076729 | 0.068389 | 0.018233 | 0.029896 | 0.059663 | 0.062288 | 0.058801 | 0.058636 | 0.056444 | 0.047921 | 0.029128 | 0.051487 | 0.021816 | 0.0466 | 0.037084 | 0.05183 | 0.040607 | 0.040759 | 0.035805 | 0.014312 | 0.0016895 | 0.001726 | 0.024547 | 0.0077695 | 0.022852 | 0.021029 | 0.01943 | 0.0014335 | 0.006253 | 0.0021965 | 0.0035385 | 0.0067235 | 0.0048605 | 0.0020825 | 0.0034955 | 0.000363 | 0.0027525 | 0.000858 | 0 | 0.0003555 | 0 | 0 | 0 | 0 | 0 | 0 | 0 | 0 | 0 | 0 | 0 | 0 | 0 | 0 | 0 | 0 | 0 | 0 | 0 | 0 | 0 | 0 | 0 | 0 | 0 | 0 | 0 | 0 | 0 | 0 | 0 | 0 | 0 | 0 | 0 | 0 | 0 | 0 | 0 | 0 | 0 | 0 | 0 | 0 | 0 | 0 | 0 | 0 | 0 | 0 | 0 | 0 | 0 | 0 | 0 | 0 | 0 | 0 | 0 | 0 | 0 | 0 | 0 | 0
9 | 0.018293 | 0.064541 | 0.061817 | 0.002572 | 0.037125 | 0.085328 | 0.0060125 | 0.061642 | 0.077229 | 0.044459 | 0.083458 | 0.065847 | 0.037742 | 0.01793 | 0.046555 | 0.067682 | 0.10478 | 0.11545 | 0.1392 | 0.033415 | 0.15446 | 0.12846 | 0.048873 | 0.14732 | 0.15216 | 0.16402 | 0.10681 | 0.21222 | 0.15878 | 0.10628 | 0.061719 | 0.040723 | 0.26095 | 0.21711 | 0.022715 | 0.15184 | 0.13857 | 0.24891 | 0.24721 | 0.21763 | 0.015415 | 0.24626 | 0.058988 | 0.23978 | 0.25955 | 0.19395 | 0.060687 | 0.28471 | 0.26536 | 0.054254 | 0.2075 | 0.27728 | 0.26749 | 0.27818 | 0.26451 | 0.26396 | 0.31852 | 0.21115 | 0.27005 | 0.059242 | 0.054712 | 0.061888 | 0.085773 | 0.27531 | 0.20483 | 0.045739 | 0.26234 | 0.33133 | 0.14512 | 0.20177 | 0.33639 | 0.32859 | 0.32086 | 0.07501 | 0.32182 | 0.18663 | 0.059492 | 0.32639 | 0.31795 | 0.30834 | 0.16311 | 0.34213 | 0.2886 | 0.32869 | 0.17161 | 0.28496 | 0.3425 | 0.31028 | 0.22892 | 0.32088 | 0.33729 | 0.33684 | 0.059513 | 0.33912 | 0.25672 | 0.19352 | 0.26611 | 0.34577 | 0.34103 | 0.28453 | 0.34067 | 0.27605 | 0.23584 | 0.37909 | 0.36333 | 0.35656 | 0.36288 | 0.35038 | 0.14883 | 0.26753 | 0.34553 | 0.30115 | 0.34034 | 0.37983 | 0.24715 | 0.27364 | 0.12928 | 0.3809 | 0.32072 | 0.37041 | 0.38408 | 0.36307 | 0.35624 | 0.28914 | 0.29382 | 0.22895 | 0.34726 | 0.37605 | 0.26641 | 0.33242 | 0.20527 | 0.26684 | 0.34712 | 0.37674 | 0.33825 | 0.35247 | 0.28577 | 0.28074 | 0.36347 | 0.32862 | 0.30404 | 0.32662 | 0.16324 | 0.3023 | 0.31791 | 0.35793 | 0.35696 | 0.35325 | 0.3455 | 0.17372 | 0.35718 | 0.35584 | 0.36389 | 0.35095 | 0.35892 | 0.35893 | 0.33082 | 0.31667 | 0.29841 | 0.38104 | 0.35935 | 0.32928 | 0.33608 | 0.35095 | 0.35918 | 0.3577 | 0.35426 | 0.35321 | 0.35594 | 0.36339 | 0.35604 | 0.22501 | 0.31485 | 0.34719 | 0.35106 | 0.33764 | 0.3484 | 0.28176 | 0.35747 | 0.34892 | 0.34069 | 0.34713 | 0.3348 | 0.34481 | 0.31702 | 0.32673 | 0.332 | 0.32219 | 0.29687 | 0.31937 | 0.3353 | 0.28757 | 0.33776 | 0.32652 | 0.33045 | 0.3327 | 0.34013 | 0.31569 | 0.33598 | 0.32769 | 0.32718 | 0.29882 | 0.33509 | 0.29485 | 0.26285 | 0.23157 | 0.30688 | 0.32275 | 0.29729 | 0.24905 | 0.20236 | 0.18922 | 0.29177 | 0.34144 | 0.33502 | 0.27081 | 0.15341 | 0.3308 | 0.28678 | 0.33733 | 0.33167 | 0.32813 | 0.32881 | 0.33295 | 0.32323 | 0.22203 | 0.3128 | 0.32521 | 0.32793 | 0.32572 | 0.25615 | 0.28218 | 0.30799 | 0.073661 | 0.33032 | 0.33041 | 0.27219 | 0.18946 | 0.31307 | 0.2789 | 0.32683 | 0.27797 | 0.30013 | 0.31989 | 0.32534 | 0.31933 | 0.32257 | 0.19947 | 0.28996 | 0.31817 | 0.21808 | 0.10825 | 0.27497 | 0.27557 | 0.29088 | 0.32883 | 0.23064 | 0.22781 | 0.29897 | 0.293 | 0.29501 | 0.29371 | 0.28222 | 0.096435 | 0.18027 | 0.27176 | 0.28092 | 0.2776 | 0.28022 | 0.27969 | 0.26551 | 0.17454 | 0.28712 | 0.17156 | 0.28854 | 0.28991 | 0.28212 | 0.25965 | 0.26472 | 0.2535 | 0.14307 | 0.043564 | 0.063535 | 0.2427 | 0.14922 | 0.25774 | 0.25173 | 0.24504 | 0.057588 | 0.14187 | 0.086228 | 0.16342 | 0.20667 | 0.19195 | 0.12583 | 0.20112 | 0.083641 | 0.2131 | 0.17543 | 0.099257 | 0.20252 | 0.19402 | 0.18052 | 0.15016 | 0.10421 | 0.047979 | 0.063654 | 0.18243 | 0.16783 | 0.16266 | 0.086427 | 0.16539 | 0.053877 | 0.13572 | 0.12152 | 0.029102 | 0.12502 | 0.10159 | 0.069075 | 0.15367 | 0.15756 | 0.13933 | 0.076271 | 0.049326 | 0.099738 | 0.089245 | 0.053228 | 0.021431 | 0.01037 | 0.093177 | 0.020573 | 0.0208 | 0.078806 | 0.076867 | 0.072045 | 0.074948 | 0.030277 | 0.0037165 | 0.047356 | 0.001199 | 0.047981 | 0.056731 | 0.024757 | 0.0609 | 0.060024 | 0.047746 | 0.0015965 | 0.000858 | 0.023869 | 0.017855 | 0.003786 | 0.0073885 | 0.046725 | 0.012541 | 0.008698 | 0.022212 | 0.000966 | 0.048699 | 0.021884 | 0.0047785 | 0.050676 | 0.0055895 | 0.0012935 | 0.0011255 | 0.056925
10 | 0.20163 | 0.42921 | 0.42311 | 0.061341 | 0.31931 | 0.47883 | 0.060844 | 0.41786 | 0.44849 | 0.32864 | 0.43968 | 0.37671 | 0.28658 | 0.14758 | 0.30058 | 0.34154 | 0.45752 | 0.43378 | 0.46434 | 0.20528 | 0.47646 | 0.41643 | 0.22382 | 0.41854 | 0.4389 | 0.45187 | 0.33492 | 0.5187 | 0.43153 | 0.29527 | 0.21153 | 0.20585 | 0.53373 | 0.44562 | 0.11625 | 0.39094 | 0.33339 | 0.46703 | 0.30049 | 0.42203 | 0.080306 | 0.49779 | 0.15967 | 0.47678 | 0.50369 | 0.41103 | 0.17672 | 0.52635 | 0.51077 | 0.2918 | 0.49452 | 0.52592 | 0.51172 | 0.52367 | 0.50861 | 0.50692 | 0.56597 | 0.46506 | 0.51119 | 0.079815 | 0.12152 | 0.1319 | 0.11431 | 0.52797 | 0.40663 | 0.0788 | 0.49313 | 0.56929 | 0.32211 | 0.39079 | 0.58125 | 0.56409 | 0.55868 | 0.12277 | 0.5509 | 0.37274 | 0.10398 | 0.56719 | 0.527 | 0.55127 | 0.30768 | 0.57272 | 0.56059 | 0.55389 | 0.36963 | 0.51068 | 0.57764 | 0.37487 | 0.45668 | 0.55086 | 0.5561 | 0.56102 | 0.11672 | 0.51029 | 0.46892 | 0.38751 | 0.49363 | 0.55501 | 0.53625 | 0.49278 | 0.54518 | 0.47705 | 0.38243 | 0.59857 | 0.50035 | 0.54721 | 0.56736 | 0.5445 | 0.2474 | 0.42311 | 0.54269 | 0.45439 | 0.53726 | 0.58608 | 0.40827 | 0.45293 | 0.2046 | 0.58701 | 0.49555 | 0.55554 | 0.59383 | 0.55522 | 0.53744 | 0.45405 | 0.47694 | 0.34047 | 0.53155 | 0.55843 | 0.27842 | 0.47304 | 0.36061 | 0.41014 | 0.48953 | 0.56983 | 0.52272 | 0.51409 | 0.44788 | 0.50015 | 0.54101 | 0.52614 | 0.48819 | 0.47727 | 0.30773 | 0.36812 | 0.4728 | 0.47083 | 0.52952 | 0.52395 | 0.50199 | 0.20101 | 0.50385 | 0.52816 | 0.53743 | 0.5199 | 0.53016 | 0.52875 | 0.52341 | 0.50369 | 0.41361 | 0.56661 | 0.52932 | 0.49644 | 0.49352 | 0.5197 | 0.53081 | 0.48599 | 0.5255 | 0.52474 | 0.5268 | 0.53858 | 0.52823 | 0.39036 | 0.45326 | 0.51111 | 0.51722 | 0.50255 | 0.5136 | 0.48256 | 0.5332 | 0.51727 | 0.50606 | 0.52077 | 0.49894 | 0.51399 | 0.48475 | 0.46043 | 0.49428 | 0.48169 | 0.46163 | 0.47419 | 0.49848 | 0.37259 | 0.499 | 0.49445 | 0.47374 | 0.5027 | 0.51064 | 0.49824 | 0.50122 | 0.49529 | 0.49107 | 0.44298 | 0.5066 | 0.47741 | 0.44313 | 0.38524 | 0.44325 | 0.48113 | 0.43921 | 0.39017 | 0.30889 | 0.3024 | 0.43633 | 0.51977 | 0.51087 | 0.40945 | 0.26637 | 0.50105 | 0.43275 | 0.51439 | 0.50739 | 0.49393 | 0.51147 | 0.51271 | 0.49603 | 0.40737 | 0.50229 | 0.50376 | 0.50664 | 0.50663 | 0.46549 | 0.45583 | 0.49374 | 0.12425 | 0.51301 | 0.5203 | 0.42083 | 0.32237 | 0.49608 | 0.45458 | 0.51236 | 0.48621 | 0.49964 | 0.51484 | 0.51953 | 0.50525 | 0.50743 | 0.34615 | 0.49853 | 0.50786 | 0.27596 | 0.21185 | 0.49684 | 0.46021 | 0.52577 | 0.52869 | 0.37892 | 0.44402 | 0.49467 | 0.47365 | 0.49186 | 0.48865 | 0.4855 | 0.20906 | 0.35633 | 0.47142 | 0.48446 | 0.48033 | 0.48341 | 0.487 | 0.44485 | 0.33014 | 0.50742 | 0.36918 | 0.52058 | 0.53194 | 0.50395 | 0.48376 | 0.48861 | 0.47121 | 0.23839 | 0.10826 | 0.21767 | 0.47128 | 0.31279 | 0.50488 | 0.48755 | 0.46095 | 0.18878 | 0.34913 | 0.24866 | 0.41461 | 0.44174 | 0.42136 | 0.29714 | 0.44127 | 0.21965 | 0.45887 | 0.39475 | 0.25849 | 0.46763 | 0.45092 | 0.44076 | 0.41229 | 0.29213 | 0.16855 | 0.19749 | 0.46656 | 0.4429 | 0.43853 | 0.1885 | 0.45163 | 0.20914 | 0.41758 | 0.41626 | 0.12984 | 0.43815 | 0.38321 | 0.27515 | 0.47904 | 0.47751 | 0.44932 | 0.26986 | 0.23179 | 0.38526 | 0.36907 | 0.33824 | 0.11078 | 0.081619 | 0.3866 | 0.10864 | 0.152 | 0.38007 | 0.28935 | 0.37887 | 0.37468 | 0.25997 | 0.048944 | 0.31805 | 0.03466 | 0.21486 | 0.32608 | 0.12816 | 0.37649 | 0.38219 | 0.35653 | 0.044873 | 0.083669 | 0.27893 | 0.11086 | 0.071385 | 0.13755 | 0.38317 | 0.12334 | 0.059365 | 0.27188 | 0.040301 | 0.3903 | 0.29009 | 0.086605 | 0.42207 | 0.17294 | 0.036453 | 0.046018 | 0.43727
11 | 0.438 | 0.63066 | 0.61941 | 0.16558 | 0.53633 | 0.67812 | 0.10745 | 0.62287 | 0.64645 | 0.47011 | 0.62404 | 0.56002 | 0.48755 | 0.34027 | 0.56963 | 0.55943 | 0.64276 | 0.6255 | 0.64563 | 0.59446 | 0.65904 | 0.60764 | 0.45212 | 0.4938 | 0.62145 | 0.63379 | 0.49912 | 0.71163 | 0.62577 | 0.34021 | 0.36149 | 0.32554 | 0.72213 | 0.61883 | 0.21988 | 0.5989 | 0.54374 | 0.65972 | 0.46557 | 0.58976 | 0.15978 | 0.6806 | 0.25797 | 0.6493 | 0.68168 | 0.59566 | 0.3102 | 0.69952 | 0.68695 | 0.60775 | 0.71414 | 0.70678 | 0.68681 | 0.7004 | 0.68158 | 0.65002 | 0.74006 | 0.58474 | 0.68287 | 0.46806 | 0.19 | 0.21312 | 0.16116 | 0.70025 | 0.56088 | 0.13025 | 0.57996 | 0.73714 | 0.58199 | 0.52677 | 0.75879 | 0.72795 | 0.72776 | 0.17076 | 0.71486 | 0.51856 | 0.19657 | 0.74533 | 0.69938 | 0.71667 | 0.48844 | 0.7384 | 0.72455 | 0.71703 | 0.58648 | 0.66986 | 0.72566 | 0.55733 | 0.52263 | 0.71966 | 0.69628 | 0.71057 | 0.21834 | 0.65838 | 0.59995 | 0.52697 | 0.63951 | 0.70906 | 0.66837 | 0.67876 | 0.69595 | 0.65237 | 0.5284 | 0.76919 | 0.56081 | 0.71052 | 0.72063 | 0.68813 | 0.33693 | 0.54832 | 0.69027 | 0.6041 | 0.68359 | 0.72226 | 0.53851 | 0.64208 | 0.2764 | 0.73125 | 0.5916 | 0.68652 | 0.74689 | 0.69639 | 0.65813 | 0.58636 | 0.63101 | 0.46633 | 0.67003 | 0.68072 | 0.30443 | 0.55038 | 0.48902 | 0.55537 | 0.59892 | 0.71061 | 0.63205 | 0.66168 | 0.6321 | 0.65271 | 0.67414 | 0.66436 | 0.63514 | 0.57465 | 0.51154 | 0.42971 | 0.59089 | 0.56234 | 0.66077 | 0.65277 | 0.61719 | 0.24193 | 0.63526 | 0.6603 | 0.66544 | 0.6479 | 0.65887 | 0.65615 | 0.64479 | 0.63927 | 0.4959 | 0.70319 | 0.65853 | 0.62403 | 0.60224 | 0.64798 | 0.65928 | 0.48413 | 0.65379 | 0.65342 | 0.65507 | 0.66958 | 0.65639 | 0.60104 | 0.55011 | 0.63515 | 0.64621 | 0.63001 | 0.63609 | 0.64428 | 0.66393 | 0.64088 | 0.631 | 0.65504 | 0.60963 | 0.6402 | 0.61893 | 0.52365 | 0.61799 | 0.61178 | 0.5703 | 0.58315 | 0.61983 | 0.45039 | 0.62209 | 0.61579 | 0.58129 | 0.62407 | 0.63907 | 0.62992 | 0.62133 | 0.62067 | 0.6158 | 0.55831 | 0.63492 | 0.60955 | 0.56988 | 0.47421 | 0.53712 | 0.58278 | 0.5464 | 0.41602 | 0.38853 | 0.43954 | 0.55967 | 0.65263 | 0.64373 | 0.52182 | 0.42374 | 0.62525 | 0.53012 | 0.64734 | 0.6355 | 0.59864 | 0.64857 | 0.6472 | 0.62953 | 0.54247 | 0.63973 | 0.63825 | 0.64018 | 0.64113 | 0.62741 | 0.57972 | 0.64033 | 0.17027 | 0.64977 | 0.6628 | 0.53211 | 0.43181 | 0.62338 | 0.61468 | 0.65172 | 0.64663 | 0.62896 | 0.65949 | 0.66057 | 0.64387 | 0.6478 | 0.46069 | 0.65372 | 0.64843 | 0.23845 | 0.32019 | 0.65893 | 0.60429 | 0.69742 | 0.67426 | 0.59487 | 0.64866 | 0.63904 | 0.59732 | 0.63653 | 0.6328 | 0.63397 | 0.32534 | 0.48519 | 0.62109 | 0.63455 | 0.62824 | 0.63082 | 0.63772 | 0.60818 | 0.48873 | 0.6656 | 0.59755 | 0.68738 | 0.6996 | 0.6614 | 0.64616 | 0.64812 | 0.62938 | 0.29674 | 0.1637 | 0.34732 | 0.63259 | 0.4398 | 0.66426 | 0.65071 | 0.60961 | 0.35678 | 0.54122 | 0.43172 | 0.59786 | 0.60857 | 0.58306 | 0.4962 | 0.60511 | 0.41364 | 0.62779 | 0.53195 | 0.3463 | 0.65454 | 0.59043 | 0.62526 | 0.60567 | 0.32343 | 0.28744 | 0.34805 | 0.65937 | 0.6279 | 0.62338 | 0.19129 | 0.61771 | 0.39962 | 0.605 | 0.56705 | 0.23628 | 0.68193 | 0.53222 | 0.47567 | 0.69909 | 0.69063 | 0.65986 | 0.40645 | 0.42052 | 0.59823 | 0.61676 | 0.61967 | 0.2396 | 0.20066 | 0.59907 | 0.21443 | 0.338 | 0.59784 | 0.55478 | 0.60036 | 0.58901 | 0.49142 | 0.14153 | 0.55254 | 0.090441 | 0.39481 | 0.49253 | 0.21452 | 0.58193 | 0.59112 | 0.56129 | 0.11966 | 0.20952 | 0.49451 | 0.12521 | 0.12744 | 0.36484 | 0.60612 | 0.19151 | 0.14123 | 0.49883 | 0.12893 | 0.60262 | 0.54248 | 0.19743 | 0.64729 | 0.36696 | 0.097123 | 0.11467 | 0.65739
12 | 0.59316 | 0.74591 | 0.73152 | 0.2361 | 0.66316 | 0.79515 | 0.14118 | 0.74128 | 0.75377 | 0.60596 | 0.73318 | 0.65587 | 0.67285 | 0.49067 | 0.67927 | 0.72087 | 0.75399 | 0.73949 | 0.75172 | 0.72897 | 0.76598 | 0.72358 | 0.65525 | 0.5322 | 0.72978 | 0.74398 | 0.55832 | 0.82927 | 0.72799 | 0.37919 | 0.39199 | 0.37391 | 0.83531 | 0.72989 | 0.2847 | 0.7158 | 0.69073 | 0.77285 | 0.76617 | 0.55435 | 0.18964 | 0.78639 | 0.34085 | 0.75073 | 0.79073 | 0.70773 | 0.39263 | 0.79959 | 0.79963 | 0.74163 | 0.78199 | 0.82308 | 0.77647 | 0.80985 | 0.78698 | 0.71409 | 0.8486 | 0.45464 | 0.80203 | 0.54915 | 0.22724 | 0.42541 | 0.27564 | 0.79085 | 0.66998 | 0.18461 | 0.64407 | 0.83441 | 0.73066 | 0.60141 | 0.86939 | 0.83211 | 0.8324 | 0.18727 | 0.81918 | 0.61616 | 0.30897 | 0.8589 | 0.80188 | 0.75555 | 0.64003 | 0.84446 | 0.82914 | 0.81842 | 0.71827 | 0.69335 | 0.79783 | 0.8115 | 0.47594 | 0.83441 | 0.756 | 0.80813 | 0.3707 | 0.75311 | 0.59552 | 0.58784 | 0.72598 | 0.80665 | 0.78679 | 0.78693 | 0.79143 | 0.70893 | 0.6294 | 0.88894 | 0.54791 | 0.81089 | 0.81951 | 0.77792 | 0.40445 | 0.60739 | 0.77784 | 0.72869 | 0.77122 | 0.79445 | 0.64438 | 0.62473 | 0.32747 | 0.77796 | 0.65561 | 0.78629 | 0.84162 | 0.78426 | 0.71977 | 0.67478 | 0.73984 | 0.60275 | 0.7665 | 0.69522 | 0.34308 | 0.59764 | 0.55657 | 0.6195 | 0.71346 | 0.73528 | 0.68177 | 0.74717 | 0.71501 | 0.72937 | 0.75879 | 0.75365 | 0.73454 | 0.63392 | 0.65922 | 0.43913 | 0.71021 | 0.61752 | 0.74535 | 0.73674 | 0.68911 | 0.30425 | 0.71927 | 0.746 | 0.74599 | 0.73103 | 0.74101 | 0.73836 | 0.70103 | 0.72863 | 0.56358 | 0.78991 | 0.74067 | 0.68488 | 0.68113 | 0.7322 | 0.74119 | 0.49933 | 0.73551 | 0.73462 | 0.73697 | 0.75354 | 0.73781 | 0.70234 | 0.57976 | 0.70169 | 0.72862 | 0.71235 | 0.71685 | 0.71602 | 0.74658 | 0.71881 | 0.71149 | 0.73945 | 0.70965 | 0.71857 | 0.68365 | 0.56651 | 0.69845 | 0.69237 | 0.63676 | 0.65077 | 0.69118 | 0.52671 | 0.66286 | 0.68287 | 0.60981 | 0.6795 | 0.72306 | 0.72535 | 0.68389 | 0.70006 | 0.69645 | 0.65626 | 0.71613 | 0.69846 | 0.59368 | 0.48789 | 0.55087 | 0.62887 | 0.58987 | 0.3897 | 0.47313 | 0.55553 | 0.61172 | 0.73728 | 0.72969 | 0.61214 | 0.51433 | 0.69602 | 0.55622 | 0.73173 | 0.71455 | 0.6398 | 0.73719 | 0.73403 | 0.71427 | 0.60663 | 0.7271 | 0.71506 | 0.72563 | 0.72643 | 0.71258 | 0.59517 | 0.73816 | 0.21274 | 0.73585 | 0.75333 | 0.64542 | 0.44612 | 0.70115 | 0.70177 | 0.7408 | 0.73724 | 0.69275 | 0.75272 | 0.74823 | 0.7336 | 0.72011 | 0.50185 | 0.74753 | 0.73261 | 0.30652 | 0.38249 | 0.76554 | 0.74027 | 0.8146 | 0.76934 | 0.72535 | 0.74261 | 0.72955 | 0.68425 | 0.73008 | 0.7254 | 0.72697 | 0.44067 | 0.60648 | 0.7124 | 0.73057 | 0.72289 | 0.72489 | 0.73383 | 0.67024 | 0.61193 | 0.76602 | 0.70307 | 0.79317 | 0.80332 | 0.76059 | 0.74888 | 0.74689 | 0.73007 | 0.50415 | 0.20958 | 0.47943 | 0.71836 | 0.43048 | 0.77801 | 0.7537 | 0.69987 | 0.56141 | 0.63986 | 0.57839 | 0.70836 | 0.71313 | 0.64716 | 0.58451 | 0.69523 | 0.66305 | 0.73185 | 0.619 | 0.4294 | 0.76976 | 0.70191 | 0.73935 | 0.72966 | 0.27658 | 0.33473 | 0.48865 | 0.77738 | 0.7392 | 0.73409 | 0.26573 | 0.70784 | 0.50856 | 0.7086 | 0.7016 | 0.3202 | 0.80385 | 0.62066 | 0.6212 | 0.82969 | 0.81644 | 0.78285 | 0.50975 | 0.56747 | 0.72938 | 0.73045 | 0.75791 | 0.31706 | 0.35979 | 0.72861 | 0.34687 | 0.53798 | 0.72283 | 0.57254 | 0.72895 | 0.71449 | 0.58518 | 0.22263 | 0.6805 | 0.17682 | 0.6718 | 0.60808 | 0.2429 | 0.70101 | 0.71249 | 0.68107 | 0.19638 | 0.27523 | 0.60047 | 0.1364 | 0.14356 | 0.55142 | 0.73797 | 0.26562 | 0.2064 | 0.4843 | 0.27454 | 0.7191 | 0.67301 | 0.2537 | 0.7786 | 0.50891 | 0.17867 | 0.18834 | 0.78517
13 | 0.64447 | 0.79209 | 0.77947 | 0.22037 | 0.68772 | 0.84365 | 0.1526 | 0.78612 | 0.74254 | 0.64584 | 0.78892 | 0.68268 | 0.8012 | 0.56377 | 0.72074 | 0.73955 | 0.80468 | 0.79044 | 0.79602 | 0.78674 | 0.81117 | 0.76912 | 0.79255 | 0.6823 | 0.77555 | 0.79454 | 0.60889 | 0.87997 | 0.75256 | 0.35898 | 0.32425 | 0.37735 | 0.88484 | 0.77422 | 0.34319 | 0.77365 | 0.78689 | 0.80837 | 0.79564 | 0.58689 | 0.20549 | 0.75204 | 0.37048 | 0.80395 | 0.83762 | 0.74388 | 0.40656 | 0.82956 | 0.85251 | 0.78392 | 0.81723 | 0.87487 | 0.79522 | 0.85839 | 0.8353 | 0.73164 | 0.89679 | 0.41282 | 0.85543 | 0.61142 | 0.25898 | 0.81132 | 0.36194 | 0.84311 | 0.71132 | 0.1935 | 0.70814 | 0.87503 | 0.78499 | 0.44927 | 0.9182 | 0.87886 | 0.87932 | 0.19321 | 0.86858 | 0.69938 | 0.38879 | 0.91053 | 0.86296 | 0.73571 | 0.60218 | 0.8918 | 0.88093 | 0.86377 | 0.77403 | 0.69693 | 0.81308 | 0.86182 | 0.48129 | 0.88636 | 0.8259 | 0.82638 | 0.46081 | 0.8353 | 0.53529 | 0.55087 | 0.76141 | 0.85151 | 0.82682 | 0.81961 | 0.83522 | 0.64404 | 0.67381 | 0.93648 | 0.47847 | 0.85189 | 0.86343 | 0.81674 | 0.41267 | 0.6515 | 0.80084 | 0.73161 | 0.80241 | 0.84078 | 0.76052 | 0.52385 | 0.37682 | 0.7799 | 0.67657 | 0.80723 | 0.88374 | 0.82335 | 0.74226 | 0.76665 | 0.79579 | 0.75919 | 0.74666 | 0.64859 | 0.3666 | 0.55912 | 0.56758 | 0.66903 | 0.7795 | 0.67007 | 0.69204 | 0.7329 | 0.72298 | 0.72199 | 0.79696 | 0.79324 | 0.78186 | 0.6467 | 0.71569 | 0.44622 | 0.77172 | 0.64951 | 0.78448 | 0.77712 | 0.70103 | 0.30853 | 0.72237 | 0.78637 | 0.77623 | 0.77037 | 0.77812 | 0.7711 | 0.69083 | 0.76751 | 0.59297 | 0.82893 | 0.77857 | 0.61198 | 0.7099 | 0.77188 | 0.77955 | 0.57142 | 0.77257 | 0.77187 | 0.7745 | 0.79205 | 0.77499 | 0.73186 | 0.53995 | 0.66816 | 0.76731 | 0.7494 | 0.75458 | 0.7241 | 0.78403 | 0.75382 | 0.74915 | 0.77928 | 0.76179 | 0.75547 | 0.68719 | 0.60262 | 0.73698 | 0.73256 | 0.64601 | 0.67295 | 0.71231 | 0.56156 | 0.62772 | 0.70765 | 0.63929 | 0.67691 | 0.75489 | 0.77518 | 0.66718 | 0.71872 | 0.71039 | 0.6653 | 0.75382 | 0.7396 | 0.51901 | 0.48246 | 0.4784 | 0.5849 | 0.5624 | 0.33093 | 0.53759 | 0.61867 | 0.59607 | 0.77596 | 0.77008 | 0.68227 | 0.51329 | 0.70332 | 0.49561 | 0.769 | 0.744 | 0.61891 | 0.77972 | 0.77489 | 0.75115 | 0.53431 | 0.76097 | 0.7401 | 0.76546 | 0.73582 | 0.72997 | 0.59783 | 0.77766 | 0.24329 | 0.76972 | 0.79516 | 0.66421 | 0.4143 | 0.74338 | 0.73494 | 0.7773 | 0.7757 | 0.69153 | 0.79734 | 0.78969 | 0.77592 | 0.74433 | 0.64237 | 0.78712 | 0.76351 | 0.3444 | 0.35297 | 0.81091 | 0.79542 | 0.8617 | 0.81314 | 0.76628 | 0.77886 | 0.76646 | 0.69641 | 0.77423 | 0.76948 | 0.76309 | 0.49833 | 0.62597 | 0.7464 | 0.77539 | 0.76751 | 0.76828 | 0.77987 | 0.69278 | 0.68798 | 0.81174 | 0.66135 | 0.84023 | 0.84926 | 0.8045 | 0.79726 | 0.79114 | 0.77038 | 0.60767 | 0.24255 | 0.60411 | 0.74948 | 0.29263 | 0.84243 | 0.80229 | 0.73674 | 0.64207 | 0.65162 | 0.66523 | 0.76203 | 0.76184 | 0.58775 | 0.58973 | 0.7491 | 0.76042 | 0.7798 | 0.66897 | 0.64807 | 0.82182 | 0.78279 | 0.79206 | 0.78647 | 0.28877 | 0.29479 | 0.50176 | 0.83307 | 0.79241 | 0.78607 | 0.4524 | 0.79284 | 0.54432 | 0.73659 | 0.79748 | 0.39616 | 0.83351 | 0.57822 | 0.61378 | 0.88633 | 0.87487 | 0.81873 | 0.61898 | 0.65051 | 0.77874 | 0.78068 | 0.80552 | 0.32723 | 0.44301 | 0.78812 | 0.45877 | 0.62253 | 0.77954 | 0.43458 | 0.78995 | 0.77217 | 0.47504 | 0.27224 | 0.72999 | 0.22264 | 0.7601 | 0.6504 | 0.27251 | 0.75721 | 0.76524 | 0.74245 | 0.21821 | 0.28348 | 0.6425 | 0.14483 | 0.12124 | 0.60844 | 0.79955 | 0.35974 | 0.34375 | 0.46467 | 0.52211 | 0.72215 | 0.74598 | 0.25564 | 0.83784 | 0.65948 | 0.21957 | 0.24276 | 0.84073
14 | 0.57771 | 0.74852 | 0.75589 | 0.18546 | 0.55407 | 0.83103 | 0.13891 | 0.75312 | 0.7087 | 0.64918 | 0.78221 | 0.65976 | 0.80988 | 0.6241 | 0.73406 | 0.70363 | 0.79929 | 0.78395 | 0.78674 | 0.78358 | 0.80326 | 0.75165 | 0.84531 | 0.72533 | 0.76787 | 0.78826 | 0.51937 | 0.8682 | 0.65263 | 0.31869 | 0.24609 | 0.40157 | 0.87546 | 0.70408 | 0.35121 | 0.77279 | 0.79647 | 0.77008 | 0.79362 | 0.56332 | 0.21982 | 0.55419 | 0.38655 | 0.80045 | 0.82683 | 0.7216 | 0.57061 | 0.80608 | 0.84545 | 0.76899 | 0.84534 | 0.86455 | 0.75041 | 0.85184 | 0.82956 | 0.72454 | 0.88955 | 0.35337 | 0.84543 | 0.61816 | 0.31433 | 0.8143 | 0.32755 | 0.8573 | 0.67992 | 0.17568 | 0.75263 | 0.86779 | 0.76415 | 0.33001 | 0.91059 | 0.86226 | 0.87217 | 0.20375 | 0.8643 | 0.72438 | 0.46094 | 0.90423 | 0.86837 | 0.6775 | 0.45487 | 0.88681 | 0.87496 | 0.85618 | 0.79421 | 0.61992 | 0.80197 | 0.80471 | 0.51547 | 0.87896 | 0.75637 | 0.80599 | 0.44601 | 0.85239 | 0.4506 | 0.4965 | 0.77969 | 0.84592 | 0.8089 | 0.79616 | 0.83043 | 0.45337 | 0.64815 | 0.92909 | 0.45135 | 0.80428 | 0.85835 | 0.81372 | 0.38205 | 0.63834 | 0.72573 | 0.54081 | 0.744 | 0.85381 | 0.78786 | 0.53912 | 0.38266 | 0.75155 | 0.66314 | 0.8284 | 0.87633 | 0.81503 | 0.74135 | 0.77973 | 0.80039 | 0.80371 | 0.6191 | 0.53769 | 0.41475 | 0.40455 | 0.554 | 0.67387 | 0.80747 | 0.64828 | 0.68854 | 0.52787 | 0.66872 | 0.57988 | 0.78969 | 0.78395 | 0.76583 | 0.58064 | 0.6703 | 0.44453 | 0.78 | 0.63807 | 0.77992 | 0.7748 | 0.62402 | 0.29525 | 0.66169 | 0.78325 | 0.74909 | 0.76643 | 0.77241 | 0.73653 | 0.64709 | 0.75191 | 0.55579 | 0.82297 | 0.77273 | 0.452 | 0.69323 | 0.76768 | 0.77192 | 0.62846 | 0.76725 | 0.76557 | 0.76258 | 0.78724 | 0.77011 | 0.66849 | 0.43412 | 0.58701 | 0.76039 | 0.70003 | 0.73229 | 0.61103 | 0.77895 | 0.74886 | 0.74489 | 0.77491 | 0.75956 | 0.75058 | 0.66094 | 0.60338 | 0.73342 | 0.68934 | 0.65853 | 0.66458 | 0.65145 | 0.53422 | 0.52978 | 0.65333 | 0.58884 | 0.60493 | 0.74309 | 0.77438 | 0.58625 | 0.70172 | 0.67686 | 0.54675 | 0.74971 | 0.7388 | 0.4291 | 0.42814 | 0.34974 | 0.47971 | 0.46746 | 0.27328 | 0.57237 | 0.62529 | 0.47891 | 0.77199 | 0.76511 | 0.66016 | 0.4653 | 0.68564 | 0.43893 | 0.7288 | 0.70951 | 0.55238 | 0.7773 | 0.77246 | 0.73947 | 0.45686 | 0.74071 | 0.71759 | 0.74369 | 0.69318 | 0.64889 | 0.53144 | 0.76497 | 0.23717 | 0.72226 | 0.78989 | 0.57251 | 0.40343 | 0.73137 | 0.63512 | 0.74333 | 0.76811 | 0.68108 | 0.79339 | 0.78442 | 0.77252 | 0.64066 | 0.64653 | 0.76867 | 0.74563 | 0.35202 | 0.3135 | 0.80455 | 0.80691 | 0.85553 | 0.80757 | 0.76189 | 0.76024 | 0.76067 | 0.66725 | 0.77069 | 0.73862 | 0.74656 | 0.48386 | 0.65168 | 0.73078 | 0.77191 | 0.76418 | 0.76443 | 0.77831 | 0.66528 | 0.60963 | 0.79523 | 0.5525 | 0.83287 | 0.84345 | 0.79249 | 0.79337 | 0.78495 | 0.765 | 0.47527 | 0.23795 | 0.64205 | 0.67768 | 0.19449 | 0.8393 | 0.79815 | 0.72939 | 0.66004 | 0.68713 | 0.6784 | 0.75865 | 0.75468 | 0.48444 | 0.57166 | 0.76001 | 0.7563 | 0.77547 | 0.68505 | 0.69104 | 0.8177 | 0.78409 | 0.79017 | 0.77404 | 0.26439 | 0.27804 | 0.4598 | 0.832 | 0.79122 | 0.78357 | 0.42651 | 0.80149 | 0.63071 | 0.69614 | 0.82012 | 0.40366 | 0.7379 | 0.5215 | 0.49999 | 0.88016 | 0.87197 | 0.77608 | 0.71132 | 0.64025 | 0.78551 | 0.74869 | 0.75567 | 0.32687 | 0.511 | 0.78828 | 0.52157 | 0.58987 | 0.78036 | 0.42758 | 0.78827 | 0.77557 | 0.44625 | 0.3031 | 0.70396 | 0.26201 | 0.76045 | 0.61681 | 0.27396 | 0.75688 | 0.76366 | 0.7506 | 0.19799 | 0.25281 | 0.64605 | 0.13563 | 0.10882 | 0.57499 | 0.79716 | 0.58715 | 0.42121 | 0.34511 | 0.6171 | 0.65958 | 0.7033 | 0.24107 | 0.8327 | 0.80157 | 0.17314 | 0.26218 | 0.83269
15 | 0.51471 | 0.64306 | 0.6998 | 0.13755 | 0.43684 | 0.75861 | 0.11059 | 0.61475 | 0.71261 | 0.65294 | 0.71636 | 0.4604 | 0.74322 | 0.65563 | 0.72551 | 0.59401 | 0.73433 | 0.71743 | 0.72137 | 0.71943 | 0.74013 | 0.681 | 0.78004 | 0.64791 | 0.70449 | 0.72292 | 0.44194 | 0.79462 | 0.45385 | 0.22485 | 0.18218 | 0.40232 | 0.80431 | 0.45696 | 0.34703 | 0.69276 | 0.73623 | 0.67427 | 0.74194 | 0.42261 | 0.19691 | 0.33756 | 0.31379 | 0.73243 | 0.75845 | 0.69121 | 0.68854 | 0.72799 | 0.78296 | 0.74108 | 0.8083 | 0.78832 | 0.67108 | 0.78946 | 0.76832 | 0.68583 | 0.82621 | 0.24377 | 0.7087 | 0.54 | 0.42135 | 0.74897 | 0.30052 | 0.80486 | 0.55868 | 0.14897 | 0.7667 | 0.81076 | 0.67149 | 0.24455 | 0.84772 | 0.79704 | 0.81243 | 0.22781 | 0.80741 | 0.67471 | 0.45792 | 0.84291 | 0.7922 | 0.65035 | 0.29259 | 0.82792 | 0.82233 | 0.79848 | 0.5779 | 0.54658 | 0.72109 | 0.79856 | 0.56478 | 0.82217 | 0.62871 | 0.7439 | 0.41641 | 0.80708 | 0.36387 | 0.42487 | 0.73895 | 0.79215 | 0.73928 | 0.72985 | 0.77831 | 0.30688 | 0.47755 | 0.86728 | 0.49375 | 0.56543 | 0.80332 | 0.7557 | 0.34184 | 0.55906 | 0.60657 | 0.3733 | 0.59641 | 0.80167 | 0.68789 | 0.49949 | 0.35831 | 0.68557 | 0.5894 | 0.77059 | 0.8214 | 0.7409 | 0.71581 | 0.73323 | 0.75441 | 0.74108 | 0.4903 | 0.4035 | 0.42418 | 0.33293 | 0.52208 | 0.65192 | 0.76122 | 0.61546 | 0.66137 | 0.33242 | 0.59772 | 0.51666 | 0.74137 | 0.72416 | 0.68202 | 0.48546 | 0.59851 | 0.43559 | 0.7298 | 0.60393 | 0.73273 | 0.72997 | 0.45729 | 0.27368 | 0.59201 | 0.73703 | 0.708 | 0.72146 | 0.72416 | 0.63723 | 0.57394 | 0.69708 | 0.41133 | 0.77284 | 0.68764 | 0.22964 | 0.64143 | 0.72184 | 0.70387 | 0.62005 | 0.72135 | 0.71828 | 0.7073 | 0.74083 | 0.72463 | 0.52126 | 0.37831 | 0.44207 | 0.67109 | 0.61974 | 0.65662 | 0.50769 | 0.73323 | 0.7054 | 0.70091 | 0.72901 | 0.71592 | 0.69561 | 0.56659 | 0.55324 | 0.68612 | 0.61538 | 0.62762 | 0.59895 | 0.56427 | 0.45553 | 0.43601 | 0.52907 | 0.47383 | 0.55168 | 0.67177 | 0.72896 | 0.48766 | 0.64231 | 0.59261 | 0.40327 | 0.70503 | 0.69717 | 0.34434 | 0.36784 | 0.26449 | 0.44985 | 0.37619 | 0.23985 | 0.45352 | 0.57164 | 0.34628 | 0.72638 | 0.71693 | 0.52597 | 0.38942 | 0.59929 | 0.37213 | 0.64677 | 0.62427 | 0.41985 | 0.7313 | 0.72718 | 0.67774 | 0.3716 | 0.65835 | 0.65724 | 0.64798 | 0.60662 | 0.50288 | 0.39185 | 0.67047 | 0.18293 | 0.56384 | 0.73826 | 0.44645 | 0.30475 | 0.67543 | 0.42223 | 0.6114 | 0.70889 | 0.60568 | 0.74347 | 0.73512 | 0.72482 | 0.4029 | 0.60952 | 0.68928 | 0.68752 | 0.35718 | 0.32604 | 0.7499 | 0.75105 | 0.79997 | 0.75306 | 0.7145 | 0.67347 | 0.69584 | 0.59227 | 0.72048 | 0.66089 | 0.65578 | 0.39645 | 0.58508 | 0.59977 | 0.72077 | 0.71417 | 0.71416 | 0.72508 | 0.5276 | 0.41327 | 0.73814 | 0.4828 | 0.77483 | 0.78542 | 0.72393 | 0.73943 | 0.68439 | 0.71014 | 0.37032 | 0.20553 | 0.60867 | 0.58248 | 0.14839 | 0.78144 | 0.7436 | 0.68056 | 0.70059 | 0.68725 | 0.62543 | 0.70265 | 0.69407 | 0.41553 | 0.50469 | 0.70604 | 0.70093 | 0.72153 | 0.63157 | 0.61416 | 0.75909 | 0.7285 | 0.73596 | 0.70254 | 0.2728 | 0.22288 | 0.39888 | 0.77706 | 0.73713 | 0.72871 | 0.34453 | 0.74715 | 0.67617 | 0.53509 | 0.75699 | 0.34378 | 0.63675 | 0.50756 | 0.37677 | 0.81572 | 0.81092 | 0.64904 | 0.72376 | 0.53041 | 0.74328 | 0.55456 | 0.37186 | 0.30538 | 0.53322 | 0.7319 | 0.53599 | 0.51392 | 0.72603 | 0.38893 | 0.72955 | 0.65159 | 0.48975 | 0.24777 | 0.58256 | 0.24416 | 0.70392 | 0.59152 | 0.22699 | 0.69919 | 0.70757 | 0.69517 | 0.18092 | 0.19006 | 0.58487 | 0.11954 | 0.090354 | 0.46479 | 0.73322 | 0.66519 | 0.37949 | 0.17044 | 0.66214 | 0.50903 | 0.48154 | 0.20033 | 0.76472 | 0.74356 | 0.098712 | 0.24683 | 0.76349
16 | 0.39603 | 0.4918 | 0.58685 | 0.095686 | 0.25158 | 0.61949 | 0.082115 | 0.37817 | 0.57842 | 0.52685 | 0.58074 | 0.36992 | 0.61018 | 0.55043 | 0.59066 | 0.42081 | 0.60381 | 0.5857 | 0.59318 | 0.58838 | 0.61437 | 0.54663 | 0.64037 | 0.57346 | 0.57941 | 0.59563 | 0.31374 | 0.64494 | 0.2279 | 0.1192 | 0.1818 | 0.30798 | 0.66513 | 0.26044 | 0.24739 | 0.53474 | 0.58996 | 0.44921 | 0.60393 | 0.3639 | 0.14601 | 0.18202 | 0.19798 | 0.59897 | 0.61812 | 0.58282 | 0.6042 | 0.60824 | 0.66136 | 0.60373 | 0.6957 | 0.62464 | 0.55915 | 0.66372 | 0.65293 | 0.58099 | 0.70239 | 0.18011 | 0.47125 | 0.37397 | 0.43125 | 0.60905 | 0.22278 | 0.68502 | 0.40252 | 0.12585 | 0.69461 | 0.69946 | 0.54373 | 0.20308 | 0.72841 | 0.67531 | 0.69773 | 0.26039 | 0.69529 | 0.62299 | 0.40273 | 0.72526 | 0.68799 | 0.56168 | 0.20601 | 0.71126 | 0.71475 | 0.68876 | 0.22889 | 0.53485 | 0.59287 | 0.68404 | 0.46608 | 0.70191 | 0.52469 | 0.58314 | 0.38748 | 0.67187 | 0.26357 | 0.35585 | 0.64649 | 0.68792 | 0.58357 | 0.61025 | 0.67831 | 0.24836 | 0.27767 | 0.75077 | 0.56292 | 0.28298 | 0.69592 | 0.61705 | 0.29555 | 0.46456 | 0.45539 | 0.3164 | 0.33828 | 0.69543 | 0.51919 | 0.32581 | 0.31982 | 0.55321 | 0.47903 | 0.69414 | 0.71676 | 0.58338 | 0.64951 | 0.64762 | 0.66073 | 0.57666 | 0.36879 | 0.29369 | 0.38345 | 0.24852 | 0.46354 | 0.55345 | 0.63258 | 0.53226 | 0.55381 | 0.1956 | 0.50693 | 0.40996 | 0.64996 | 0.62001 | 0.55951 | 0.3982 | 0.51053 | 0.42809 | 0.6392 | 0.4942 | 0.63722 | 0.64179 | 0.31559 | 0.30133 | 0.49082 | 0.64742 | 0.6092 | 0.63079 | 0.61857 | 0.48832 | 0.48897 | 0.54373 | 0.23589 | 0.67825 | 0.4217 | 0.16389 | 0.53269 | 0.63484 | 0.40636 | 0.55967 | 0.62929 | 0.62502 | 0.5972 | 0.65212 | 0.63749 | 0.31811 | 0.38738 | 0.25206 | 0.54234 | 0.51399 | 0.53951 | 0.36904 | 0.64632 | 0.62137 | 0.61068 | 0.64041 | 0.62887 | 0.59405 | 0.44086 | 0.46932 | 0.58556 | 0.51951 | 0.52721 | 0.52065 | 0.46158 | 0.35169 | 0.3273 | 0.4408 | 0.38619 | 0.43526 | 0.50525 | 0.63307 | 0.42569 | 0.53652 | 0.48884 | 0.31452 | 0.61863 | 0.59146 | 0.29288 | 0.30342 | 0.24428 | 0.37965 | 0.29423 | 0.17551 | 0.33045 | 0.48172 | 0.2722 | 0.63416 | 0.62216 | 0.36399 | 0.32541 | 0.52452 | 0.32378 | 0.53341 | 0.4805 | 0.34287 | 0.64128 | 0.63808 | 0.56296 | 0.3106 | 0.53618 | 0.5504 | 0.45869 | 0.36284 | 0.3471 | 0.3009 | 0.5507 | 0.13665 | 0.42963 | 0.63691 | 0.28163 | 0.18494 | 0.58878 | 0.32874 | 0.46627 | 0.58872 | 0.52037 | 0.64662 | 0.64031 | 0.63189 | 0.21199 | 0.4963 | 0.5595 | 0.57394 | 0.33469 | 0.31836 | 0.64959 | 0.64905 | 0.6934 | 0.65084 | 0.59545 | 0.54304 | 0.59301 | 0.46505 | 0.62244 | 0.54286 | 0.51252 | 0.24477 | 0.43632 | 0.47251 | 0.62111 | 0.61631 | 0.61514 | 0.61851 | 0.38366 | 0.19598 | 0.55141 | 0.34299 | 0.66604 | 0.67174 | 0.60654 | 0.6346 | 0.49714 | 0.60715 | 0.27958 | 0.15226 | 0.52059 | 0.47829 | 0.10866 | 0.66937 | 0.63735 | 0.53221 | 0.60051 | 0.59928 | 0.51588 | 0.57431 | 0.53398 | 0.34467 | 0.36695 | 0.56301 | 0.59453 | 0.61596 | 0.53613 | 0.48465 | 0.64596 | 0.61898 | 0.62744 | 0.59112 | 0.36694 | 0.14356 | 0.29815 | 0.66725 | 0.62881 | 0.62097 | 0.47046 | 0.64391 | 0.57638 | 0.25855 | 0.64391 | 0.24022 | 0.62217 | 0.52622 | 0.27909 | 0.69227 | 0.68975 | 0.50718 | 0.63397 | 0.34477 | 0.63304 | 0.20486 | 0.11527 | 0.28732 | 0.45574 | 0.61347 | 0.44807 | 0.42526 | 0.61527 | 0.26799 | 0.6127 | 0.46603 | 0.47983 | 0.18851 | 0.46952 | 0.13798 | 0.58666 | 0.43218 | 0.14666 | 0.57898 | 0.5921 | 0.54782 | 0.1683 | 0.11513 | 0.53515 | 0.10895 | 0.061047 | 0.24815 | 0.60228 | 0.55719 | 0.41368 | 0.087235 | 0.53731 | 0.40622 | 0.2412 | 0.13278 | 0.62728 | 0.61029 | 0.046989 | 0.20057 | 0.62561
17 | 0.17281 | 0.28401 | 0.37477 | 0.043516 | 0.11549 | 0.39762 | 0.034218 | 0.14397 | 0.18749 | 0.29869 | 0.3017 | 0.30426 | 0.37614 | 0.30099 | 0.37877 | 0.21527 | 0.39447 | 0.37734 | 0.38976 | 0.37927 | 0.41206 | 0.33228 | 0.42004 | 0.37071 | 0.38066 | 0.3697 | 0.13494 | 0.42559 | 0.1129 | 0.047656 | 0.10555 | 0.16906 | 0.45102 | 0.11156 | 0.12807 | 0.30835 | 0.40028 | 0.23825 | 0.38824 | 0.21183 | 0.11188 | 0.10035 | 0.13785 | 0.35411 | 0.34119 | 0.38573 | 0.43249 | 0.40991 | 0.47092 | 0.39923 | 0.49704 | 0.42843 | 0.3332 | 0.47502 | 0.45456 | 0.38516 | 0.51525 | 0.10815 | 0.24002 | 0.23114 | 0.40955 | 0.40722 | 0.10123 | 0.50122 | 0.25193 | 0.08883 | 0.52927 | 0.52841 | 0.33411 | 0.16207 | 0.54841 | 0.50858 | 0.52468 | 0.31621 | 0.52397 | 0.49855 | 0.31638 | 0.55054 | 0.49211 | 0.35582 | 0.15741 | 0.53344 | 0.54282 | 0.52391 | 0.17432 | 0.38206 | 0.45683 | 0.47832 | 0.33415 | 0.51309 | 0.40852 | 0.36384 | 0.31993 | 0.456 | 0.1689 | 0.24016 | 0.51548 | 0.53165 | 0.41161 | 0.43352 | 0.52645 | 0.20056 | 0.16689 | 0.58206 | 0.53813 | 0.15064 | 0.53911 | 0.38828 | 0.22899 | 0.35208 | 0.30319 | 0.2989 | 0.17684 | 0.50569 | 0.37165 | 0.21353 | 0.24347 | 0.39648 | 0.33153 | 0.53793 | 0.56224 | 0.40069 | 0.51707 | 0.5028 | 0.51836 | 0.32122 | 0.23977 | 0.22499 | 0.36781 | 0.16676 | 0.32836 | 0.42369 | 0.48849 | 0.40327 | 0.42261 | 0.1828 | 0.40348 | 0.29211 | 0.51337 | 0.4522 | 0.40667 | 0.31653 | 0.37978 | 0.37326 | 0.50143 | 0.30594 | 0.47809 | 0.50629 | 0.1811 | 0.24549 | 0.37223 | 0.50585 | 0.45031 | 0.5064 | 0.43494 | 0.33822 | 0.39502 | 0.35305 | 0.21642 | 0.53906 | 0.18072 | 0.12159 | 0.41037 | 0.50618 | 0.23145 | 0.44404 | 0.49232 | 0.4762 | 0.39377 | 0.52062 | 0.50865 | 0.23072 | 0.38343 | 0.16036 | 0.39431 | 0.40483 | 0.37239 | 0.30023 | 0.51694 | 0.49736 | 0.47369 | 0.51217 | 0.50297 | 0.44795 | 0.25828 | 0.38896 | 0.45868 | 0.38866 | 0.40891 | 0.39408 | 0.32944 | 0.24549 | 0.2108 | 0.30551 | 0.29543 | 0.33624 | 0.29273 | 0.49522 | 0.37642 | 0.41763 | 0.33502 | 0.2732 | 0.49036 | 0.4455 | 0.24789 | 0.22445 | 0.2428 | 0.23436 | 0.22508 | 0.12108 | 0.22051 | 0.35225 | 0.21908 | 0.49714 | 0.48316 | 0.21882 | 0.26174 | 0.4399 | 0.26223 | 0.40921 | 0.34303 | 0.23791 | 0.50416 | 0.49929 | 0.41485 | 0.20372 | 0.38353 | 0.41488 | 0.20471 | 0.17242 | 0.22349 | 0.23476 | 0.41182 | 0.10397 | 0.33792 | 0.47687 | 0.18461 | 0.12047 | 0.42864 | 0.23507 | 0.27393 | 0.39204 | 0.4173 | 0.50032 | 0.4964 | 0.49064 | 0.1422 | 0.32509 | 0.37194 | 0.41234 | 0.2174 | 0.28042 | 0.49985 | 0.49209 | 0.53199 | 0.49832 | 0.4339 | 0.38786 | 0.42417 | 0.33558 | 0.47333 | 0.38989 | 0.28388 | 0.12739 | 0.2933 | 0.33052 | 0.46949 | 0.46604 | 0.45119 | 0.46917 | 0.24121 | 0.074478 | 0.24129 | 0.22994 | 0.50085 | 0.49613 | 0.44497 | 0.47407 | 0.38077 | 0.44662 | 0.24478 | 0.083624 | 0.36779 | 0.32195 | 0.082105 | 0.49967 | 0.47539 | 0.24283 | 0.4379 | 0.43968 | 0.34691 | 0.40108 | 0.37351 | 0.23485 | 0.22716 | 0.34516 | 0.43143 | 0.45553 | 0.39673 | 0.31715 | 0.47274 | 0.45257 | 0.45896 | 0.41063 | 0.3598 | 0.085157 | 0.18073 | 0.49801 | 0.46213 | 0.45625 | 0.38078 | 0.48313 | 0.38064 | 0.13103 | 0.44144 | 0.14381 | 0.4284 | 0.38217 | 0.13685 | 0.50699 | 0.5039 | 0.24805 | 0.45386 | 0.1555 | 0.45567 | 0.064897 | 0.048626 | 0.15434 | 0.30263 | 0.42808 | 0.25141 | 0.22731 | 0.43438 | 0.13009 | 0.42394 | 0.28458 | 0.35679 | 0.099419 | 0.2772 | 0.04641 | 0.39724 | 0.20333 | 0.058496 | 0.39102 | 0.40567 | 0.31426 | 0.18025 | 0.039172 | 0.35281 | 0.125 | 0.02489 | 0.091033 | 0.38994 | 0.27147 | 0.33275 | 0.037477 | 0.3241 | 0.33698 | 0.11546 | 0.059975 | 0.40413 | 0.38888 | 0.023591 | 0.10068 | 0.39822
18 | 0.01459 | 0.026295 | 0.055134 | 0.001888 | 0.02143 | 0.070967 | 0.00072 | 0.011857 | 0.007105 | 0.054344 | 0.020943 | 0.057499 | 0.063312 | 0.053278 | 0.090175 | 0.043684 | 0.10356 | 0.090496 | 0.10183 | 0.09341 | 0.11661 | 0.073248 | 0.11312 | 0.095838 | 0.10469 | 0.086545 | 0.018954 | 0.13055 | 0.022343 | 0.0066165 | 0.018467 | 0.043871 | 0.15231 | 0.021223 | 0.020428 | 0.090032 | 0.12764 | 0.059169 | 0.12132 | 0.056323 | 0.08152 | 0.075841 | 0.051911 | 0.10556 | 0.11249 | 0.14191 | 0.17936 | 0.13908 | 0.20689 | 0.10735 | 0.22525 | 0.18724 | 0.13039 | 0.22566 | 0.17187 | 0.15295 | 0.26239 | 0.030172 | 0.067299 | 0.082842 | 0.19372 | 0.21115 | 0.029569 | 0.25704 | 0.094296 | 0.036087 | 0.28904 | 0.29738 | 0.16507 | 0.086158 | 0.30924 | 0.27985 | 0.29508 | 0.19865 | 0.29639 | 0.27729 | 0.17378 | 0.31763 | 0.22429 | 0.17643 | 0.094191 | 0.30134 | 0.31745 | 0.30682 | 0.15012 | 0.2395 | 0.2854 | 0.19919 | 0.26044 | 0.30835 | 0.24864 | 0.18384 | 0.20286 | 0.22731 | 0.10252 | 0.11923 | 0.31702 | 0.32796 | 0.23527 | 0.27083 | 0.32689 | 0.14965 | 0.13842 | 0.36213 | 0.33501 | 0.074676 | 0.33997 | 0.21611 | 0.16628 | 0.21995 | 0.19314 | 0.19113 | 0.093425 | 0.28378 | 0.23049 | 0.12007 | 0.15016 | 0.23673 | 0.18981 | 0.33727 | 0.35975 | 0.22519 | 0.3342 | 0.32056 | 0.32687 | 0.16649 | 0.13955 | 0.16099 | 0.27293 | 0.10506 | 0.1411 | 0.27778 | 0.31581 | 0.28905 | 0.27963 | 0.13955 | 0.27036 | 0.16015 | 0.33768 | 0.29185 | 0.2433 | 0.21643 | 0.25511 | 0.27342 | 0.33135 | 0.18271 | 0.31285 | 0.33028 | 0.10678 | 0.16547 | 0.2495 | 0.33017 | 0.29395 | 0.34094 | 0.28041 | 0.21781 | 0.27451 | 0.25829 | 0.20846 | 0.36016 | 0.23167 | 0.084194 | 0.25208 | 0.33506 | 0.12553 | 0.29083 | 0.32489 | 0.32286 | 0.23622 | 0.35065 | 0.34201 | 0.16138 | 0.26738 | 0.1546 | 0.23655 | 0.28522 | 0.21479 | 0.23988 | 0.34897 | 0.33607 | 0.3195 | 0.34438 | 0.33935 | 0.29336 | 0.15604 | 0.27301 | 0.30074 | 0.2822 | 0.28327 | 0.26657 | 0.19883 | 0.1381 | 0.13598 | 0.18034 | 0.18059 | 0.28068 | 0.16839 | 0.33176 | 0.27638 | 0.29397 | 0.19204 | 0.24607 | 0.32064 | 0.28142 | 0.16587 | 0.13912 | 0.20609 | 0.11716 | 0.1391 | 0.089838 | 0.14392 | 0.24187 | 0.16085 | 0.3258 | 0.30953 | 0.1354 | 0.19333 | 0.30065 | 0.19524 | 0.27249 | 0.21476 | 0.16253 | 0.32469 | 0.31964 | 0.25353 | 0.13079 | 0.21686 | 0.26012 | 0.1061 | 0.12441 | 0.16144 | 0.15169 | 0.2228 | 0.065463 | 0.23868 | 0.29465 | 0.098903 | 0.067073 | 0.24918 | 0.15021 | 0.1433 | 0.17075 | 0.26667 | 0.31016 | 0.3069 | 0.30491 | 0.11038 | 0.18033 | 0.18807 | 0.22792 | 0.095079 | 0.20478 | 0.3014 | 0.28716 | 0.32043 | 0.29914 | 0.25557 | 0.22899 | 0.24215 | 0.21629 | 0.27622 | 0.21471 | 0.13914 | 0.063148 | 0.1604 | 0.166 | 0.2688 | 0.2672 | 0.26023 | 0.26641 | 0.12733 | 0.059883 | 0.062646 | 0.14478 | 0.28216 | 0.2816 | 0.24076 | 0.26031 | 0.22854 | 0.22821 | 0.084482 | 0.028234 | 0.18202 | 0.17594 | 0.03997 | 0.27501 | 0.26123 | 0.065056 | 0.22254 | 0.22345 | 0.14932 | 0.19348 | 0.16848 | 0.089912 | 0.099326 | 0.21847 | 0.22138 | 0.2486 | 0.18992 | 0.15061 | 0.25264 | 0.23876 | 0.24504 | 0.14939 | 0.18293 | 0.022101 | 0.063381 | 0.24902 | 0.21255 | 0.20514 | 0.12848 | 0.21586 | 0.069095 | 0.067578 | 0.14519 | 0.029608 | 0.053338 | 0.086829 | 0.033451 | 0.16296 | 0.15471 | 0.040679 | 0.112 | 0.017853 | 0.10709 | 0.011532 | 0.010631 | 0.014996 | 0.068581 | 0.081936 | 0.028896 | 0.026113 | 0.081 | 0.014649 | 0.071862 | 0.041071 | 0.042487 | 0.006294 | 0.029255 | 0.002 | 0.055082 | 0.030201 | 0.0023165 | 0.050287 | 0.055281 | 0.02658 | 0.023836 | 0.0003925 | 0.034424 | 0.020872 | 3.25e-05 | 0.00374 | 0.043391 | 0.011127 | 0.032017 | 0.000391 | 0.022924 | 0.025021 | 0.0071315 | 0.0029725 | 0.051689 | 0.0485 | 0.000116 | 0.009252 | 0.054536
19 | 0 | 0 | 0 | 0 | 0 | 0 | 0 | 0 | 0 | 0 | 0 | 0 | 0 | 0 | 0 | 0 | 0 | 0 | 0 | 0 | 0 | 0 | 0 | 0 | 0 | 0 | 0 | 0 | 0 | 0 | 0 | 0 | 0 | 0 | 0 | 0 | 0 | 0 | 0 | 0 | 0 | 0 | 0 | 0 | 0 | 0 | 0.0008125 | 0.0004675 | 0.0020975 | 0 | 0.0053765 | 0.0040235 | 0.004524 | 0.008147 | 0.0046315 | 0.004802 | 0.012988 | 0 | 0.002235 | 0.0021635 | 0.015416 | 0.016642 | 1.6e-05 | 0.027062 | 0.006386 | 0.0012415 | 0.04897 | 0.050174 | 0.019669 | 0.015052 | 0.054219 | 0.037968 | 0.046906 | 0.029565 | 0.055499 | 0.048479 | 0.030322 | 0.069236 | 0.039069 | 0.028656 | 0.029387 | 0.072505 | 0.077953 | 0.074804 | 0.036233 | 0.054462 | 0.077301 | 0.036316 | 0.085031 | 0.095654 | 0.077422 | 0.046795 | 0.060383 | 0.055209 | 0.03487 | 0.026252 | 0.10261 | 0.10743 | 0.080949 | 0.10036 | 0.11267 | 0.06054 | 0.064306 | 0.12545 | 0.11826 | 0.022579 | 0.12106 | 0.062826 | 0.071089 | 0.083428 | 0.084576 | 0.062022 | 0.026174 | 0.12458 | 0.090328 | 0.053532 | 0.05703 | 0.092303 | 0.074727 | 0.13378 | 0.13817 | 0.086979 | 0.13182 | 0.1309 | 0.12952 | 0.06013 | 0.063916 | 0.094216 | 0.12523 | 0.043481 | 0.04452 | 0.13353 | 0.13925 | 0.14226 | 0.13197 | 0.085446 | 0.12942 | 0.064741 | 0.14382 | 0.13698 | 0.098335 | 0.11278 | 0.13482 | 0.12682 | 0.15402 | 0.10062 | 0.14331 | 0.15119 | 0.045324 | 0.10356 | 0.13329 | 0.14941 | 0.14219 | 0.1497 | 0.14421 | 0.11919 | 0.15226 | 0.16314 | 0.073486 | 0.16126 | 0.16314 | 0.062116 | 0.13104 | 0.15534 | 0.057651 | 0.14462 | 0.15019 | 0.15333 | 0.10783 | 0.15718 | 0.16528 | 0.12635 | 0.16452 | 0.1049 | 0.11038 | 0.14614 | 0.13992 | 0.13116 | 0.1592 | 0.1555 | 0.15542 | 0.1616 | 0.15902 | 0.14593 | 0.08693 | 0.1402 | 0.14566 | 0.15632 | 0.15179 | 0.14687 | 0.092494 | 0.063015 | 0.070912 | 0.085645 | 0.096261 | 0.14678 | 0.069194 | 0.15556 | 0.13713 | 0.14997 | 0.073279 | 0.14165 | 0.14837 | 0.12835 | 0.073855 | 0.074621 | 0.11412 | 0.04869 | 0.06989 | 0.045672 | 0.072067 | 0.12046 | 0.08612 | 0.14149 | 0.13446 | 0.065733 | 0.087624 | 0.13814 | 0.10531 | 0.12492 | 0.098919 | 0.072899 | 0.13316 | 0.12998 | 0.10494 | 0.072676 | 0.092404 | 0.11307 | 0.089144 | 0.088338 | 0.076297 | 0.068608 | 0.067313 | 0.028986 | 0.10866 | 0.11224 | 0.037096 | 0.020712 | 0.088258 | 0.077307 | 0.058162 | 0.029285 | 0.095638 | 0.10367 | 0.10036 | 0.10101 | 0.084742 | 0.059467 | 0.058206 | 0.057837 | 0.019699 | 0.075227 | 0.088054 | 0.076582 | 0.090191 | 0.082408 | 0.067738 | 0.063385 | 0.060898 | 0.060871 | 0.067091 | 0.051979 | 0.026498 | 0.017517 | 0.038095 | 0.035585 | 0.056584 | 0.053296 | 0.049679 | 0.044611 | 0.020539 | 0.005136 | 0.0087025 | 0.022807 | 0.040181 | 0.038013 | 0.028587 | 0.028847 | 0.023473 | 0.019312 | 0.0043565 | 0.000205 | 0.013154 | 0.009075 | 0.0016425 | 0.016338 | 0.012123 | 0.0016995 | 0.0059225 | 0.006204 | 0.002818 | 0.0035925 | 0.001785 | 0 | 0.000635 | 0.0017565 | 0.001233 | 0.00089 | 0 | 0 | 0 | 0 | 0 | 0 | 0 | 0 | 0 | 0 | 0 | 0 | 0 | 0 | 0 | 0 | 0 | 0 | 0 | 0 | 0 | 0 | 0 | 0 | 0 | 0 | 0 | 0 | 0 | 0 | 0 | 0 | 0 | 0 | 0 | 0 | 0 | 0 | 0 | 0 | 0 | 0 | 0 | 0 | 0 | 0 | 0 | 0 | 0 | 0 | 0 | 0 | 0 | 0 | 0 | 0 | 0 | 0 | 0 | 0 | 0 | 0 | 0 | 0 | 0 | 0 | 0
20 | 0 | 0 | 0 | 0 | 0 | 0 | 0 | 0 | 0 | 0 | 0 | 0 | 0 | 0 | 0 | 0 | 0 | 0 | 0 | 0 | 0 | 0 | 0 | 0 | 0 | 0 | 0 | 0 | 0 | 0 | 0 | 0 | 0 | 0 | 0 | 0 | 0 | 0 | 0 | 0 | 0 | 0 | 0 | 0 | 0 | 0 | 0 | 0 | 0 | 0 | 0 | 0 | 0 | 0 | 0 | 0 | 0 | 0 | 0 | 0 | 0 | 0 | 0 | 0 | 0 | 0 | 0 | 0 | 0 | 0 | 0 | 0 | 0 | 0 | 0 | 0 | 0 | 0 | 0 | 0 | 0 | 0 | 0 | 0 | 0 | 0 | 0 | 0 | 0 | 0 | 0 | 0 | 0 | 0 | 0 | 0 | 0 | 0 | 1.1e-05 | 0 | 0.000108 | 0.0002515 | 0.0002875 | 0 | 0.000837 | 0 | 0 | 0.001082 | 0.002024 | 0.0025595 | 0.004017 | 0.002189 | 0.0002765 | 0 | 0.0048395 | 0.0046665 | 0.0026425 | 0.006897 | 0.00536 | 0 | 0 | 0.0070585 | 0 | 0 | 0.0064005 | 0.005789 | 0.006925 | 0.013893 | 0.016587 | 0.005413 | 0.004797 | 0.019642 | 0.018197 | 0.015603 | 0.022654 | 0.018929 | 0.024171 | 0.014427 | 0.005421 | 0.023682 | 0.015954 | 0.011173 | 0.029473 | 0.027423 | 0.020692 | 0.026382 | 0.016946 | 0.021135 | 0.0091805 | 0.019713 | 0.025078 | 0.015441 | 0.017627 | 0.002231 | 0.031248 | 0.034152 | 0.030575 | 0.037993 | 0.015725 | 0.0090505 | 0.021788 | 0.026796 | 0.035102 | 0.019999 | 0.019057 | 0.035301 | 0.031342 | 0.020088 | 0.028335 | 0.0055575 | 0.036381 | 0.041579 | 0.030658 | 0.032605 | 0.033245 | 0.037295 | 0.03951 | 0.036219 | 0.010062 | 0.012281 | 0.016923 | 0.025752 | 0.025118 | 0.038047 | 0.025496 | 0.034924 | 0.034263 | 0.031935 | 0.033453 | 0.032444 | 0.022745 | 0.012965 | 0.018777 | 0.021364 | 0.0268 | 0.032732 | 0.015501 | 0.025687 | 0.029079 | 0.026152 | 0.013938 | 0.024175 | 0.023613 | 0.024705 | 0.015168 | 0.014529 | 0.023055 | 0.010967 | 0.014445 | 0.0066245 | 0.013354 | 0.022854 | 0.018711 | 0.013518 | 0.019584 | 0.010985 | 0.014264 | 0.015881 | 0.013682 | 0.011883 | 0.011137 | 0.007016 | 0 | 0 | 0.0073415 | 0.006944 | 0.00577 | 0.002519 | 0.003325 | 0.003662 | 0.0048335 | 0.003857 | 0.0015325 | 0.000534 | 0.0004705 | 0.0017805 | 0.00067 | 0 | 0.001443 | 0.0013195 | 0.000859 | 0 | 9.25e-05 | 0 | 0 | 0 | 0 | 0 | 0 | 0 | 0 | 0 | 0 | 0 | 0 | 0 | 0 | 0 | 0 | 0 | 0 | 0 | 0 | 0 | 0 | 0 | 0 | 0 | 0 | 0 | 0 | 0 | 0 | 0 | 0 | 0 | 0 | 0 | 0 | 0 | 0 | 0 | 0 | 0 | 0 | 0 | 0 | 0 | 0 | 0 | 0 | 0 | 0 | 0 | 0 | 0 | 0 | 0 | 0 | 0 | 0 | 0 | 0 | 0 | 0 | 0 | 0 | 0 | 0 | 0 | 0 | 0 | 0 | 0 | 0 | 0 | 0 | 0 | 0 | 0 | 0 | 0 | 0 | 0 | 0 | 0 | 0 | 0 | 0 | 0 | 0 | 0 | 0 | 0 | 0 | 0 | 0 | 0 | 0 | 0 | 0 | 0 | 0 | 0 | 0 | 0 | 0 | 0 | 0 | 0 | 0 | 0 | 0 | 0 | 0 | 0 | 0 | 0 | 0 | 0 | 0 | 0 | 0 | 0 | 0
21 | 0 | 0 | 0 | 0 | 0 | 0 | 0 | 0 | 0 | 0 | 0 | 0 | 0 | 0 | 0 | 0 | 0 | 0 | 0 | 0 | 0 | 0 | 0 | 0 | 0 | 0 | 0 | 0 | 0 | 0 | 0 | 0 | 0 | 0 | 0 | 0 | 0 | 0 | 0 | 0 | 0 | 0 | 0 | 0 | 0 | 0 | 0 | 0 | 0 | 0 | 0 | 0 | 0 | 0 | 0 | 0 | 0 | 0 | 0 | 0 | 0 | 0 | 0 | 0 | 0 | 0 | 0 | 0 | 0 | 0 | 0 | 0 | 0 | 0 | 0 | 0 | 0 | 0 | 0 | 0 | 0 | 0 | 0 | 0 | 0 | 0 | 0 | 0 | 0 | 0 | 0 | 0 | 0 | 0 | 0 | 0 | 0 | 0 | 0 | 0 | 0 | 0 | 0 | 0 | 0 | 0 | 0 | 0 | 0 | 0 | 0 | 0 | 0 | 0 | 0 | 0 | 0 | 0 | 0 | 0 | 0 | 0 | 0 | 0 | 0 | 0 | 0 | 0 | 0 | 0 | 0 | 0 | 0 | 0 | 0 | 0 | 0 | 0 | 0 | 0 | 0 | 0 | 0 | 0 | 0 | 0 | 0 | 0 | 0 | 0 | 0 | 0 | 0 | 0 | 0 | 0 | 0 | 0 | 0 | 0 | 0 | 0 | 0 | 0 | 0 | 0 | 0 | 0 | 0 | 0 | 0 | 0 | 0 | 0 | 0 | 0 | 0 | 0 | 0 | 0 | 0 | 0 | 0 | 0 | 0 | 0 | 0 | 0 | 0 | 0 | 0 | 0 | 0 | 0 | 0 | 0 | 0 | 0 | 0 | 0 | 0 | 0 | 0 | 0 | 0 | 0 | 0 | 0 | 0 | 0 | 0 | 0 | 0 | 0 | 0 | 0 | 0 | 0 | 0 | 0 | 0 | 0 | 0 | 0 | 0 | 0 | 0 | 0 | 0 | 0 | 0 | 0 | 0 | 0 | 0 | 0 | 0 | 0 | 0 | 0 | 0 | 0 | 0 | 0 | 0 | 0 | 0 | 0 | 0 | 0 | 0 | 0 | 0 | 0 | 0 | 0 | 0 | 0 | 0 | 0 | 0 | 0 | 0 | 0 | 0 | 0 | 0 | 0 | 0 | 0 | 0 | 0 | 0 | 0 | 0 | 0 | 0 | 0 | 0 | 0 | 0 | 0 | 0 | 0 | 0 | 0 | 0 | 0 | 0 | 0 | 0 | 0 | 0 | 0 | 0 | 0 | 0 | 0 | 0 | 0 | 0 | 0 | 0 | 0 | 0 | 0 | 0 | 0 | 0 | 0 | 0 | 0 | 0 | 0 | 0 | 0 | 0 | 0 | 0 | 0 | 0 | 0 | 0 | 0 | 0 | 0 | 0 | 0 | 0 | 0 | 0 | 0 | 0 | 0 | 0 | 0 | 0 | 0 | 0 | 0 | 0 | 0 | 0 | 0 | 0 | 0 | 0 | 0 | 0 | 0 | 0 | 0 | 0 | 0 | 0 | 0 | 0 | 0 | 0 | 0 | 0 | 0 | 0 | 0 | 0
22 | 0 | 0 | 0 | 0 | 0 | 0 | 0 | 0 | 0 | 0 | 0 | 0 | 0 | 0 | 0 | 0 | 0 | 0 | 0 | 0 | 0 | 0 | 0 | 0 | 0 | 0 | 0 | 0 | 0 | 0 | 0 | 0 | 0 | 0 | 0 | 0 | 0 | 0 | 0 | 0 | 0 | 0 | 0 | 0 | 0 | 0 | 0 | 0 | 0 | 0 | 0 | 0 | 0 | 0 | 0 | 0 | 0 | 0 | 0 | 0 | 0 | 0 | 0 | 0 | 0 | 0 | 0 | 0 | 0 | 0 | 0 | 0 | 0 | 0 | 0 | 0 | 0 | 0 | 0 | 0 | 0 | 0 | 0 | 0 | 0 | 0 | 0 | 0 | 0 | 0 | 0 | 0 | 0 | 0 | 0 | 0 | 0 | 0 | 0 | 0 | 0 | 0 | 0 | 0 | 0 | 0 | 0 | 0 | 0 | 0 | 0 | 0 | 0 | 0 | 0 | 0 | 0 | 0 | 0 | 0 | 0 | 0 | 0 | 0 | 0 | 0 | 0 | 0 | 0 | 0 | 0 | 0 | 0 | 0 | 0 | 0 | 0 | 0 | 0 | 0 | 0 | 0 | 0 | 0 | 0 | 0 | 0 | 0 | 0 | 0 | 0 | 0 | 0 | 0 | 0 | 0 | 0 | 0 | 0 | 0 | 0 | 0 | 0 | 0 | 0 | 0 | 0 | 0 | 0 | 0 | 0 | 0 | 0 | 0 | 0 | 0 | 0 | 0 | 0 | 0 | 0 | 0 | 0 | 0 | 0 | 0 | 0 | 0 | 0 | 0 | 0 | 0 | 0 | 0 | 0 | 0 | 0 | 0 | 0 | 0 | 0 | 0 | 0 | 0 | 0 | 0 | 0 | 0 | 0 | 0 | 0 | 0 | 0 | 0 | 0 | 0 | 0 | 0 | 0 | 0 | 0 | 0 | 0 | 0 | 0 | 0 | 0 | 0 | 0 | 0 | 0 | 0 | 0 | 0 | 0 | 0 | 0 | 0 | 0 | 0 | 0 | 0 | 0 | 0 | 0 | 0 | 0 | 0 | 0 | 0 | 0 | 0 | 0 | 0 | 0 | 0 | 0 | 0 | 0 | 0 | 0 | 0 | 0 | 0 | 0 | 0 | 0 | 0 | 0 | 0 | 0 | 0 | 0 | 0 | 0 | 0 | 0 | 0 | 0 | 0 | 0 | 0 | 0 | 0 | 0 | 0 | 0 | 0 | 0 | 0 | 0 | 0 | 0 | 0 | 0 | 0 | 0 | 0 | 0 | 0 | 0 | 0 | 0 | 0 | 0 | 0 | 0 | 0 | 0 | 0 | 0 | 0 | 0 | 0 | 0 | 0 | 0 | 0 | 0 | 0 | 0 | 0 | 0 | 0 | 0 | 0 | 0 | 0 | 0 | 0 | 0 | 0 | 0 | 0 | 0 | 0 | 0 | 0 | 0 | 0 | 0 | 0 | 0 | 0 | 0 | 0 | 0 | 0 | 0 | 0 | 0 | 0 | 0 | 0 | 0 | 0 | 0 | 0 | 0 | 0 | 0 | 0 | 0 | 0 | 0
23 | 0 | 0 | 0 | 0 | 0 | 0 | 0 | 0 | 0 | 0 | 0 | 0 | 0 | 0 | 0 | 0 | 0 | 0 | 0 | 0 | 0 | 0 | 0 | 0 | 0 | 0 | 0 | 0 | 0 | 0 | 0 | 0 | 0 | 0 | 0 | 0 | 0 | 0 | 0 | 0 | 0 | 0 | 0 | 0 | 0 | 0 | 0 | 0 | 0 | 0 | 0 | 0 | 0 | 0 | 0 | 0 | 0 | 0 | 0 | 0 | 0 | 0 | 0 | 0 | 0 | 0 | 0 | 0 | 0 | 0 | 0 | 0 | 0 | 0 | 0 | 0 | 0 | 0 | 0 | 0 | 0 | 0 | 0 | 0 | 0 | 0 | 0 | 0 | 0 | 0 | 0 | 0 | 0 | 0 | 0 | 0 | 0 | 0 | 0 | 0 | 0 | 0 | 0 | 0 | 0 | 0 | 0 | 0 | 0 | 0 | 0 | 0 | 0 | 0 | 0 | 0 | 0 | 0 | 0 | 0 | 0 | 0 | 0 | 0 | 0 | 0 | 0 | 0 | 0 | 0 | 0 | 0 | 0 | 0 | 0 | 0 | 0 | 0 | 0 | 0 | 0 | 0 | 0 | 0 | 0 | 0 | 0 | 0 | 0 | 0 | 0 | 0 | 0 | 0 | 0 | 0 | 0 | 0 | 0 | 0 | 0 | 0 | 0 | 0 | 0 | 0 | 0 | 0 | 0 | 0 | 0 | 0 | 0 | 0 | 0 | 0 | 0 | 0 | 0 | 0 | 0 | 0 | 0 | 0 | 0 | 0 | 0 | 0 | 0 | 0 | 0 | 0 | 0 | 0 | 0 | 0 | 0 | 0 | 0 | 0 | 0 | 0 | 0 | 0 | 0 | 0 | 0 | 0 | 0 | 0 | 0 | 0 | 0 | 0 | 0 | 0 | 0 | 0 | 0 | 0 | 0 | 0 | 0 | 0 | 0 | 0 | 0 | 0 | 0 | 0 | 0 | 0 | 0 | 0 | 0 | 0 | 0 | 0 | 0 | 0 | 0 | 0 | 0 | 0 | 0 | 0 | 0 | 0 | 0 | 0 | 0 | 0 | 0 | 0 | 0 | 0 | 0 | 0 | 0 | 0 | 0 | 0 | 0 | 0 | 0 | 0 | 0 | 0 | 0 | 0 | 0 | 0 | 0 | 0 | 0 | 0 | 0 | 0 | 0 | 0 | 0 | 0 | 0 | 0 | 0 | 0 | 0 | 0 | 0 | 0 | 0 | 0 | 0 | 0 | 0 | 0 | 0 | 0 | 0 | 0 | 0 | 0 | 0 | 0 | 0 | 0 | 0 | 0 | 0 | 0 | 0 | 0 | 0 | 0 | 0 | 0 | 0 | 0 | 0 | 0 | 0 | 0 | 0 | 0 | 0 | 0 | 0 | 0 | 0 | 0 | 0 | 0 | 0 | 0 | 0 | 0 | 0 | 0 | 0 | 0 | 0 | 0 | 0 | 0 | 0 | 0 | 0 | 0 | 0 | 0 | 0 | 0 | 0 | 0 | 0 | 0 | 0 | 0 | 0 | 0 | 0 | 0 | 0 | 0 | 0
24 | 0 | 0 | 0 | 0 | 0 | 0 | 0 | 0 | 0 | 0 | 0 | 0 | 0 | 0 | 0 | 0 | 0 | 0 | 0 | 0 | 0 | 0 | 0 | 0 | 0 | 0 | 0 | 0 | 0 | 0 | 0 | 0 | 0 | 0 | 0 | 0 | 0 | 0 | 0 | 0 | 0 | 0 | 0 | 0 | 0 | 0 | 0 | 0 | 0 | 0 | 0 | 0 | 0 | 0 | 0 | 0 | 0 | 0 | 0 | 0 | 0 | 0 | 0 | 0 | 0 | 0 | 0 | 0 | 0 | 0 | 0 | 0 | 0 | 0 | 0 | 0 | 0 | 0 | 0 | 0 | 0 | 0 | 0 | 0 | 0 | 0 | 0 | 0 | 0 | 0 | 0 | 0 | 0 | 0 | 0 | 0 | 0 | 0 | 0 | 0 | 0 | 0 | 0 | 0 | 0 | 0 | 0 | 0 | 0 | 0 | 0 | 0 | 0 | 0 | 0 | 0 | 0 | 0 | 0 | 0 | 0 | 0 | 0 | 0 | 0 | 0 | 0 | 0 | 0 | 0 | 0 | 0 | 0 | 0 | 0 | 0 | 0 | 0 | 0 | 0 | 0 | 0 | 0 | 0 | 0 | 0 | 0 | 0 | 0 | 0 | 0 | 0 | 0 | 0 | 0 | 0 | 0 | 0 | 0 | 0 | 0 | 0 | 0 | 0 | 0 | 0 | 0 | 0 | 0 | 0 | 0 | 0 | 0 | 0 | 0 | 0 | 0 | 0 | 0 | 0 | 0 | 0 | 0 | 0 | 0 | 0 | 0 | 0 | 0 | 0 | 0 | 0 | 0 | 0 | 0 | 0 | 0 | 0 | 0 | 0 | 0 | 0 | 0 | 0 | 0 | 0 | 0 | 0 | 0 | 0 | 0 | 0 | 0 | 0 | 0 | 0 | 0 | 0 | 0 | 0 | 0 | 0 | 0 | 0 | 0 | 0 | 0 | 0 | 0 | 0 | 0 | 0 | 0 | 0 | 0 | 0 | 0 | 0 | 0 | 0 | 0 | 0 | 0 | 0 | 0 | 0 | 0 | 0 | 0 | 0 | 0 | 0 | 0 | 0 | 0 | 0 | 0 | 0 | 0 | 0 | 0 | 0 | 0 | 0 | 0 | 0 | 0 | 0 | 0 | 0 | 0 | 0 | 0 | 0 | 0 | 0 | 0 | 0 | 0 | 0 | 0 | 0 | 0 | 0 | 0 | 0 | 0 | 0 | 0 | 0 | 0 | 0 | 0 | 0 | 0 | 0 | 0 | 0 | 0 | 0 | 0 | 0 | 0 | 0 | 0 | 0 | 0 | 0 | 0 | 0 | 0 | 0 | 0 | 0 | 0 | 0 | 0 | 0 | 0 | 0 | 0 | 0 | 0 | 0 | 0 | 0 | 0 | 0 | 0 | 0 | 0 | 0 | 0 | 0 | 0 | 0 | 0 | 0 | 0 | 0 | 0 | 0 | 0 | 0 | 0 | 0 | 0 | 0 | 0 | 0 | 0 | 0 | 0 | 0 | 0 | 0 | 0 | 0 | 0 | 0 | 0 | 0 | 0 | 0 | 0
*All Solar Data are normalized based on the Solar Size (1MW). Reference: https://www.renewables.ninja/#

## Wind Data
| 1 | 2 | 3 | 4 | 5 | 6 | 7 | 8 | 9 | 10 | 11 | 12 | 13 | 14 | 15 | 16 | 17 | 18 | 19 | 20 | 21 | 22 | 23 | 24 | 25 | 26 | 27 | 28 | 29 | 30 | 31 | 32 | 33 | 34 | 35 | 36 | 37 | 38 | 39 | 40 | 41 | 42 | 43 | 44 | 45 | 46 | 47 | 48 | 49 | 50 | 51 | 52 | 53 | 54 | 55 | 56 | 57 | 58 | 59 | 60 | 61 | 62 | 63 | 64 | 65 | 66 | 67 | 68 | 69 | 70 | 71 | 72 | 73 | 74 | 75 | 76 | 77 | 78 | 79 | 80 | 81 | 82 | 83 | 84 | 85 | 86 | 87 | 88 | 89 | 90 | 91 | 92 | 93 | 94 | 95 | 96 | 97 | 98 | 99 | 100 | 101 | 102 | 103 | 104 | 105 | 106 | 107 | 108 | 109 | 110 | 111 | 112 | 113 | 114 | 115 | 116 | 117 | 118 | 119 | 120 | 121 | 122 | 123 | 124 | 125 | 126 | 127 | 128 | 129 | 130 | 131 | 132 | 133 | 134 | 135 | 136 | 137 | 138 | 139 | 140 | 141 | 142 | 143 | 144 | 145 | 146 | 147 | 148 | 149 | 150 | 151 | 152 | 153 | 154 | 155 | 156 | 157 | 158 | 159 | 160 | 161 | 162 | 163 | 164 | 165 | 166 | 167 | 168 | 169 | 170 | 171 | 172 | 173 | 174 | 175 | 176 | 177 | 178 | 179 | 180 | 181 | 182 | 183 | 184 | 185 | 186 | 187 | 188 | 189 | 190 | 191 | 192 | 193 | 194 | 195 | 196 | 197 | 198 | 199 | 200 | 201 | 202 | 203 | 204 | 205 | 206 | 207 | 208 | 209 | 210 | 211 | 212 | 213 | 214 | 215 | 216 | 217 | 218 | 219 | 220 | 221 | 222 | 223 | 224 | 225 | 226 | 227 | 228 | 229 | 230 | 231 | 232 | 233 | 234 | 235 | 236 | 237 | 238 | 239 | 240 | 241 | 242 | 243 | 244 | 245 | 246 | 247 | 248 | 249 | 250 | 251 | 252 | 253 | 254 | 255 | 256 | 257 | 258 | 259 | 260 | 261 | 262 | 263 | 264 | 265 | 266 | 267 | 268 | 269 | 270 | 271 | 272 | 273 | 274 | 275 | 276 | 277 | 278 | 279 | 280 | 281 | 282 | 283 | 284 | 285 | 286 | 287 | 288 | 289 | 290 | 291 | 292 | 293 | 294 | 295 | 296 | 297 | 298 | 299 | 300 | 301 | 302 | 303 | 304 | 305 | 306 | 307 | 308 | 309 | 310 | 311 | 312 | 313 | 314 | 315 | 316 | 317 | 318 | 319 | 320 | 321 | 322 | 323 | 324 | 325 | 326 | 327 | 328 | 329 | 330 | 331 | 332 | 333 | 334 | 335 | 336 | 337 | 338 | 339 | 340 | 341 | 342 | 343 | 344 | 345 | 346 | 347 | 348 | 349 | 350 | 351 | 352 | 353 | 354 | 355 | 356 | 357 | 358 | 359 | 360 | 361 | 362 | 363 | 364 | 365
1 | 0.013218 | 0.080655 | 0.025703 | 0.70821 | 0.081999 | 0.018582 | 0.46572 | 0.001998 | 0.009386 | 4.5e-05 | 0.8323 | 0.35635 | 0.88362 | 0.94033 | 0.23001 | 0.87003 | 0.26422 | 0.24374 | 0.009351 | 0.47474 | 0.020815 | 0.14294 | 0.41779 | 2e-06 | 0.70323 | 0.38447 | 0.21973 | 0.28583 | 0.36953 | 0.38618 | 0.1086 | 0.043231 | 0.028183 | 0.037436 | 0.10148 | 0.23202 | 0.071788 | 0.000797 | 0.21895 | 0.77881 | 0.000498 | 0.001638 | 0.37275 | 0.35647 | 0.50413 | 0.20123 | 4.4e-05 | 0.89544 | 0.25992 | 0.016004 | 0.1325 | 0.75233 | 0.72237 | 0.15259 | 5e-05 | 0.057484 | 0.39202 | 3.3e-05 | 0.015563 | 0.00655 | 0.00686 | 0.005258 | 0.064672 | 0.26392 | 0.009789 | 0.034231 | 0.15798 | 9.7e-05 | 0.27353 | 0.022554 | 0.55278 | 2.5e-05 | 0.40417 | 0.061128 | 0.77046 | 0.28632 | 0.5236 | 0.20944 | 0.016985 | 0.26982 | 0.1651 | 0.22715 | 0.30748 | 0.086328 | 0.00795 | 0.2088 | 0.12895 | 0.28133 | 0.069023 | 0.90439 | 0.001873 | 0.047439 | 0.009156 | 0.043783 | 0.020426 | 1.5e-05 | 0.020081 | 0.52769 | 0.13159 | 0.4702 | 0.11482 | 0.085191 | 0.001099 | 0.72835 | 0.012225 | 0.24652 | 0.11952 | 0.003681 | 0.044553 | 0.01907 | 0.054553 | 0.063967 | 0.11673 | 0.21949 | 0.031418 | 0.30182 | 0.44394 | 0.58261 | 0.80249 | 0.89061 | 0.79078 | 0.6483 | 0.071119 | 0.024644 | 0.21829 | 0.10541 | 0.003307 | 0.018667 | 0.002465 | 0.095947 | 0.004791 | 0.64572 | 0.46029 | 0.26806 | 0.22226 | 0.014376 | 0.0143 | 0.018002 | 0.29812 | 0.027906 | 0.22334 | 0.2806 | 0.032681 | 0.17152 | 0.084411 | 0.001587 | 0.000258 | 0.027143 | 0.092829 | 0.27508 | 0.045856 | 0.002034 | 0.053007 | 0.018669 | 0.60829 | 0.20258 | 0.10727 | 0.038557 | 0.090267 | 0.57281 | 0.030726 | 0.078611 | 0.001055 | 0.041806 | 0.063968 | 0.26583 | 0.082368 | 0.45121 | 0.47758 | 0.33965 | 0.010445 | 0.012092 | 0.021348 | 0.001762 | 0.010126 | 0.056761 | 0.003232 | 2.7e-05 | 0.00665 | 0.032241 | 0.076668 | 0.2235 | 0.19216 | 0.19316 | 0.018302 | 0.051871 | 0.035387 | 0.027535 | 0.082933 | 0.16821 | 0.015968 | 0.049948 | 0.00459 | 0.034511 | 0.052108 | 0.11858 | 0.10543 | 0.077471 | 0.026713 | 1e-06 | 0.038018 | 0.05963 | 0.000238 | 0.23719 | 0.09715 | 0.062974 | 0.16111 | 0.078032 | 0.17154 | 0.13497 | 0.001541 | 0.087192 | 0.004217 | 0.11557 | 0.093613 | 0.066742 | 0.066081 | 0.0002 | 0.000185 | 0.004074 | 0.004404 | 0.026602 | 6.2e-05 | 0.026743 | 0.10834 | 0.11474 | 0.038592 | 0.000803 | 0.011805 | 0.055354 | 0.041348 | 5.5e-05 | 0.020474 | 0.000516 | 0.003188 | 0.077929 | 2e-06 | 0.045662 | 0.043702 | 0.019703 | 0.008649 | 0.001187 | 0.080781 | 0.020673 | 0.014092 | 0.009547 | 0.000531 | 0.017213 | 0.086338 | 0.03831 | 0.0005 | 0.048916 | 0.013212 | 0.007038 | 0.25844 | 0.1382 | 0.12789 | 0.002537 | 0.11176 | 0.12671 | 0.049772 | 0.38721 | 0.028889 | 0.12964 | 0.1142 | 0.011698 | 0.021652 | 0.20346 | 0.36253 | 0.15827 | 0.23718 | 0.076736 | 0.058147 | 0.060117 | 0.53086 | 0.18035 | 0.007888 | 0.01018 | 0.10803 | 0.23922 | 0.13319 | 0.094645 | 0.052807 | 0.12308 | 0.006104 | 0.70052 | 0.014408 | 0.051909 | 0.11034 | 0.15257 | 0.1903 | 0.063235 | 0.10025 | 0.33965 | 0.033543 | 0.000435 | 7.1e-05 | 0.072893 | 0.12449 | 0.009046 | 0.020051 | 0.016841 | 0.28045 | 0.181 | 0.17453 | 0.16198 | 0.10351 | 0.00817 | 0.006024 | 0.11736 | 0.058606 | 0.31741 | 0.25824 | 0.14439 | 0.27208 | 0.27079 | 0.14843 | 0.009075 | 5.1e-05 | 0.082263 | 0.12816 | 0.40467 | 0.87334 | 8e-05 | 0.000564 | 0.026718 | 0.19463 | 0.33965 | 0.47476 | 0.93739 | 0.21404 | 0.57529 | 0.10238 | 0.53336 | 0.11487 | 0.024265 | 0.030993 | 0.076184 | 0.003077 | 0.075775 | 0.001428 | 0.093717 | 0.000406 | 0.018658 | 0.041332 | 0.00156 | 0.051869 | 0.003457 | 0.1711 | 0.036108 | 0.000495 | 0.011815 | 0.019066 | 0.053543 | 0.000261 | 0.74915 | 0.062811 | 0.41052 | 0.027599 | 0.16802 | 0.011096 | 0.10251 | 0.001611 | 0.14495 | 0.000175
2 | 0.024029 | 0.020258 | 0.13116 | 0.71331 | 0.034276 | 0.023358 | 0.68711 | 3.5e-05 | 0.067468 | 0.000197 | 0.82354 | 0.53323 | 0.89393 | 0.95159 | 0.17101 | 0.88586 | 0.12391 | 0.38149 | 0.056117 | 0.64389 | 0.001049 | 0.16964 | 0.24008 | 0.023004 | 0.80341 | 0.58263 | 0.24132 | 0.227 | 0.37278 | 0.53568 | 0.098442 | 0.018338 | 0.003836 | 0.01266 | 0.049399 | 0.16882 | 0.035913 | 0 | 0.21922 | 0.71218 | 0 | 0.000142 | 0.54395 | 0.44511 | 0.52703 | 0.34451 | 0.008868 | 0.90364 | 0.42815 | 0.00044 | 0.31462 | 0.70009 | 0.67626 | 0.094693 | 0.000757 | 0.10175 | 0.22934 | 0.000631 | 0.003062 | 0.037163 | 0.006532 | 7e-06 | 0.036616 | 0.22182 | 0.02417 | 0.019321 | 0.073929 | 0.005603 | 0.38326 | 0.031403 | 0.33551 | 0.000209 | 0.36564 | 0.078406 | 0.60587 | 0.33125 | 0.71332 | 0.098322 | 0.008481 | 0.25944 | 0.21216 | 0.10607 | 0.2622 | 0.021445 | 0.0802 | 0.20105 | 0.18446 | 0.1637 | 0.046846 | 0.89629 | 0.009814 | 0.008971 | 0.086499 | 0.017319 | 0.030526 | 0.001233 | 0.005298 | 0.33681 | 0.10171 | 0.40359 | 0.042028 | 0.033609 | 0.002612 | 0.66876 | 4.7e-05 | 0.24832 | 0.10176 | 0.045883 | 0.095566 | 0.005028 | 0.15631 | 0.14288 | 0.039976 | 0.18693 | 0.002394 | 0.36582 | 0.2913 | 0.45413 | 0.72554 | 0.80131 | 0.69959 | 0.40167 | 0.011727 | 0.009292 | 0.1759 | 0.13874 | 0.08631 | 0.17051 | 0.014728 | 0.058695 | 0.003032 | 0.54395 | 0.31474 | 0.17127 | 0.10173 | 0.000143 | 0.01082 | 0.10706 | 0.20792 | 0.054926 | 0.22098 | 0.15024 | 0.001012 | 0.2082 | 0.09474 | 0.001409 | 6.1e-05 | 0.025941 | 0.15096 | 0.18214 | 0.019063 | 0.008055 | 0.052929 | 0.12622 | 0.44767 | 0.18849 | 0.11835 | 0.046005 | 0.18847 | 0.52603 | 0.025595 | 0.007821 | 0.051507 | 0.18844 | 0.054228 | 0.010785 | 0.14772 | 0.37096 | 0.48635 | 0.65335 | 0.040793 | 0.054704 | 0.035207 | 0.021547 | 0.045052 | 0.14345 | 0.03828 | 0.034782 | 0.019081 | 0.001441 | 0.040336 | 0.30414 | 0.18893 | 0.23921 | 0.04089 | 0.13514 | 0.14046 | 0.1504 | 0.35589 | 0.20599 | 0.058408 | 0.24527 | 0.082522 | 0.019074 | 0.049618 | 0.11613 | 0.095706 | 0.050761 | 0.04872 | 5e-05 | 0.082227 | 0.08805 | 0.00346 | 0.21403 | 0.049503 | 0.02296 | 0.31735 | 0.1004 | 0.13765 | 0.16197 | 0.002116 | 0.04705 | 0.003337 | 0.17534 | 0.12902 | 0.079905 | 0.1504 | 0.002947 | 0.002001 | 0.000313 | 0.021657 | 0.030815 | 0.00056 | 0.034261 | 0.12848 | 0.090548 | 0.002395 | 0.000483 | 0.066872 | 0.11393 | 0.11958 | 0.000529 | 0.042661 | 0.023033 | 0.008201 | 0.043352 | 0.007377 | 0.03975 | 0.028243 | 0.071966 | 0 | 0.003815 | 0.22474 | 0.012795 | 0.028004 | 0.062382 | 0.000747 | 0.090891 | 0.1255 | 0.038855 | 0.023541 | 0.073479 | 0.014537 | 0.056371 | 0.22993 | 0.22132 | 0.3018 | 0.007071 | 0.21325 | 0.21402 | 0.097674 | 0.57777 | 0.079845 | 0.065797 | 0.11174 | 0.018814 | 0.005992 | 0.27274 | 0.54016 | 0.22798 | 0.30505 | 0.041194 | 0.31816 | 0.0418 | 0.37899 | 0.23217 | 0.000497 | 0.002979 | 0.037947 | 0.28697 | 0.11214 | 0.040808 | 0.044824 | 0.19975 | 0.059339 | 0.69611 | 0.006781 | 0.054616 | 0.27985 | 0.071219 | 0.10064 | 0.058107 | 0.085256 | 0.46572 | 0.10595 | 0.000795 | 0.003862 | 0.048056 | 0.063013 | 0.019083 | 0.002818 | 0.004677 | 0.28923 | 0.11113 | 0.10265 | 0.326 | 0.079633 | 0.000125 | 0.051213 | 0.032621 | 0.13614 | 0.22554 | 0.33472 | 0.16466 | 0.21389 | 0.18211 | 0.11532 | 9e-06 | 0.000212 | 0.053722 | 0.155 | 0.41365 | 0.88755 | 0.017587 | 0.054697 | 0.097645 | 0.41833 | 0.4262 | 0.39807 | 0.94061 | 0.36323 | 0.62709 | 0.21896 | 0.64455 | 0.051855 | 0.15513 | 0.040852 | 0.14993 | 0.040149 | 0.034283 | 0.032359 | 0.086352 | 0.000901 | 0.025003 | 0.025836 | 0.051525 | 0.11536 | 0.000485 | 0.10767 | 0.002645 | 0.003869 | 0.004467 | 0.001644 | 0.12591 | 0.012238 | 0.65089 | 0.17588 | 0.23552 | 0.11283 | 0.30181 | 0.005354 | 0.13825 | 6.1e-05 | 0.12947 | 1.8e-05
3 | 0.064728 | 0.000436 | 0.27967 | 0.68171 | 0.004352 | 0.027363 | 0.78314 | 1.2e-05 | 0.16037 | 0.006353 | 0.80667 | 0.68388 | 0.8809 | 0.96066 | 0.162 | 0.89023 | 0.039843 | 0.5789 | 0.20886 | 0.7568 | 0.02436 | 0.24347 | 0.12838 | 0.15089 | 0.81375 | 0.80838 | 0.34786 | 0.12358 | 0.42712 | 0.71521 | 0.10865 | 0.007256 | 1.1e-05 | 0.058827 | 0.00969 | 0.10636 | 0.019844 | 0.00044 | 0.29949 | 0.5941 | 5.3e-05 | 0.00119 | 0.65273 | 0.48162 | 0.68173 | 0.47856 | 0.087581 | 0.90334 | 0.59252 | 0.017063 | 0.74333 | 0.65554 | 0.54395 | 0.059062 | 0.00204 | 0.16062 | 0.064093 | 0.05592 | 0.000213 | 0.037124 | 0.002157 | 0.004403 | 0.037998 | 0.13548 | 0.094448 | 0.035894 | 0.035808 | 0.11403 | 0.55429 | 0.058276 | 0.20529 | 0.002366 | 0.41309 | 0.13084 | 0.41582 | 0.48513 | 0.80234 | 0.040578 | 0.004039 | 0.27654 | 0.22239 | 0.026792 | 0.28359 | 0.001572 | 0.19662 | 0.19434 | 0.21207 | 0.1013 | 0.06046 | 0.92488 | 0.05707 | 0.022574 | 0.10661 | 0.00339 | 0.065529 | 0.020133 | 0.026752 | 0.21966 | 0.18958 | 0.46831 | 0.010303 | 0.023681 | 0.001395 | 0.6559 | 0.003511 | 0.31539 | 0.086347 | 0.20856 | 0.24447 | 9.5e-05 | 0.18844 | 0.37527 | 0.021536 | 0.092114 | 1.6e-05 | 0.49408 | 0.16268 | 0.3649 | 0.6225 | 0.66486 | 0.57528 | 0.23716 | 0.005741 | 0.031206 | 0.1903 | 0.29041 | 0.23922 | 0.23922 | 0.010427 | 0.057386 | 0.011094 | 0.41966 | 0.1759 | 0.094846 | 0.022704 | 1.5e-05 | 0.011518 | 0.18277 | 0.19792 | 0.13312 | 0.17158 | 0.071735 | 0.000826 | 0.23206 | 0.15999 | 0.00934 | 6e-06 | 0.043677 | 0.31229 | 0.13769 | 0.006309 | 0.11951 | 0.083207 | 0.323 | 0.365 | 0.18484 | 0.14187 | 0.047303 | 0.25885 | 0.50106 | 0.024947 | 0.024502 | 0.14125 | 0.41737 | 0.06344 | 0.035847 | 0.17152 | 0.23201 | 0.54732 | 0.48249 | 0.046447 | 0.059178 | 0.047747 | 0.16573 | 0.068073 | 0.15771 | 0.17392 | 0.11951 | 0.026484 | 8.2e-05 | 0.029911 | 0.34204 | 0.19734 | 0.30993 | 0.073984 | 0.073303 | 0.34331 | 0.1513 | 0.61188 | 0.22449 | 0.17519 | 0.36409 | 0.24259 | 0.004784 | 0.022708 | 0.13227 | 0.22582 | 0.03504 | 0.12492 | 0.007781 | 0.20993 | 0.092524 | 0.01123 | 0.25533 | 0.078114 | 0.011028 | 0.47017 | 0.21896 | 0.12243 | 0.17767 | 0.071103 | 0.02049 | 0.007374 | 0.26753 | 0.2076 | 0.096071 | 0.14899 | 0.013969 | 0.011276 | 0.006418 | 0.018108 | 0.042686 | 0.071139 | 0.053975 | 0.14511 | 0.085654 | 0.0004 | 0.027883 | 0.11781 | 0.26827 | 0.17591 | 0.000181 | 0.035293 | 0.053788 | 0.026699 | 0.035982 | 0.010435 | 0.020883 | 0.009288 | 0.091637 | 0.033005 | 0.018012 | 0.18846 | 0.001948 | 0.032338 | 0.14696 | 0.005414 | 0.16221 | 0.12445 | 0.048252 | 0.16018 | 0.13338 | 0.009722 | 0.091816 | 0.14899 | 0.22689 | 0.24656 | 0.008595 | 0.20956 | 0.22795 | 0.14215 | 0.61411 | 0.085401 | 0.022711 | 0.098349 | 0.004829 | 0.00063 | 0.22799 | 0.57184 | 0.26961 | 0.27842 | 0.012827 | 0.60587 | 0.022875 | 0.10386 | 0.29648 | 0.004089 | 0.044328 | 0.002872 | 0.3815 | 0.051896 | 0.001244 | 0.018327 | 0.19676 | 0.19401 | 0.66974 | 0.029783 | 0.14295 | 0.54793 | 0.012756 | 0.019967 | 0.084669 | 0.054346 | 0.54241 | 0.25017 | 0.002006 | 0.077256 | 0.058679 | 0.039213 | 0.068917 | 0.039423 | 0.028348 | 0.28923 | 0.067082 | 0.083413 | 0.56076 | 0.064366 | 0.001105 | 0.17755 | 0.000994 | 0.31101 | 0.18522 | 0.41346 | 0.2401 | 0.123 | 0.14565 | 0.095806 | 0.000697 | 0.007589 | 0.034198 | 0.18737 | 0.44113 | 0.89542 | 0.084409 | 0.18846 | 0.25036 | 0.6119 | 0.4373 | 0.2372 | 0.91355 | 0.51255 | 0.61386 | 0.41055 | 0.73379 | 0.01699 | 0.24794 | 0.046382 | 0.24653 | 0.10775 | 0.015132 | 0.10573 | 0.14487 | 0.039381 | 0.035384 | 0.042424 | 0.21116 | 0.19879 | 2.7e-05 | 0.071134 | 0.006572 | 0.018033 | 0.000707 | 4e-06 | 0.22798 | 0.051212 | 0.62591 | 0.34451 | 0.1556 | 0.24645 | 0.40674 | 0.001064 | 0.18056 | 0.002829 | 0.089856 | 0.000247
4 | 0.13498 | 0.005989 | 0.38294 | 0.61587 | 0.00029 | 0.024228 | 0.8362 | 8.9e-05 | 0.19217 | 0.044521 | 0.79391 | 0.75872 | 0.85692 | 0.96027 | 0.19315 | 0.88066 | 0.026413 | 0.70439 | 0.44656 | 0.80273 | 0.17077 | 0.31642 | 0.11115 | 0.31227 | 0.8331 | 0.89305 | 0.24887 | 0.036797 | 0.56643 | 0.81337 | 0.12941 | 0.0029 | 7e-05 | 0.14424 | 0.001503 | 0.061082 | 0.018915 | 0.005367 | 0.38739 | 0.36685 | 0.001845 | 0.004226 | 0.65716 | 0.54505 | 0.7923 | 0.56238 | 0.24267 | 0.90899 | 0.68312 | 0.11353 | 0.7995 | 0.61606 | 0.45373 | 0.030713 | 0.02458 | 0.098061 | 0.003467 | 0.18411 | 1.5e-05 | 0.016351 | 0.004567 | 0.032292 | 0.06456 | 0.10896 | 0.26347 | 0.12965 | 0.017702 | 0.36408 | 0.70346 | 0.15363 | 0.13038 | 0.020099 | 0.42857 | 0.18843 | 0.37591 | 0.63786 | 0.70816 | 0.008381 | 0.042041 | 0.41779 | 0.21366 | 0.006081 | 0.40059 | 0.000833 | 0.29948 | 0.29376 | 0.14176 | 0.080196 | 0.10643 | 0.91627 | 0.076804 | 0.01414 | 0.083993 | 0.000678 | 0.10233 | 0.047363 | 0.12924 | 0.15596 | 0.41823 | 0.56292 | 0.001141 | 0.06436 | 0.009114 | 0.541 | 0.096855 | 0.45392 | 0.057603 | 0.385 | 0.40765 | 0 | 0.07124 | 0.59253 | 0.084936 | 0.04159 | 0.001002 | 0.63322 | 0.09641 | 0.35042 | 0.58748 | 0.53231 | 0.40673 | 0.077688 | 0.08103 | 0.11633 | 0.35028 | 0.46226 | 0.32342 | 0.1262 | 7e-05 | 0.12145 | 0.034574 | 0.38432 | 0.092983 | 0.032492 | 0.003468 | 0.021062 | 0.009814 | 0.12678 | 0.30155 | 0.097096 | 0.065458 | 0.022177 | 0.038152 | 0.18212 | 0.178 | 0.049201 | 0.0002 | 0.06266 | 0.52761 | 0.11425 | 0.0016 | 0.30263 | 0.085491 | 0.3928 | 0.25007 | 0.11116 | 0.19035 | 0.016024 | 0.18048 | 0.39532 | 0.018345 | 0.037097 | 0.064352 | 0.47456 | 0.11684 | 0.000771 | 0.024087 | 0.087234 | 0.61213 | 0.17592 | 0.012821 | 0.014686 | 0.055812 | 0.1018 | 0.031386 | 0.12839 | 0.31828 | 0.056284 | 0.00041 | 0.013674 | 0.00624 | 0.2561 | 0.21896 | 0.35121 | 0.14826 | 0.016688 | 0.47111 | 0.095078 | 0.58147 | 0.23272 | 0.29151 | 0.27561 | 0.2655 | 6.1e-05 | 0.003897 | 0.14916 | 0.36251 | 0.014672 | 0.21305 | 0.051722 | 0.31816 | 0.14873 | 0.004091 | 0.35915 | 0.20008 | 0.023256 | 0.39364 | 0.27132 | 0.11874 | 0.13009 | 0.15628 | 0.009333 | 0.01402 | 0.30993 | 0.29404 | 0.13179 | 0.050839 | 0.031209 | 0.009363 | 0.048251 | 0.002915 | 0.055182 | 0.14369 | 0.087139 | 0.14761 | 0.080489 | 0.005039 | 0.12216 | 0.11886 | 0.37061 | 0.13044 | 0.000108 | 0.00771 | 0.024394 | 0.011337 | 0.036295 | 6e-05 | 0.003076 | 0.025287 | 0.067195 | 0.16543 | 0.038449 | 0.026933 | 3e-06 | 0.013634 | 0.24541 | 0.068185 | 0.078417 | 0.08155 | 0.059566 | 0.36163 | 0.092908 | 0.01553 | 0.12606 | 0.12076 | 0.22071 | 0.1505 | 0.002905 | 0.19722 | 0.24132 | 0.10699 | 0.67619 | 0.041924 | 0.030367 | 0.11687 | 7.6e-05 | 0.004772 | 0.19819 | 0.59253 | 0.30626 | 0.1957 | 0.004533 | 0.30992 | 0.01598 | 0.020244 | 0.32246 | 0.077688 | 0.19711 | 0.015788 | 0.5042 | 0.04267 | 7e-06 | 0.006179 | 0.18035 | 0.31409 | 0.63374 | 0.10488 | 0.26051 | 0.67954 | 0.009201 | 0.002955 | 0.13639 | 0.036416 | 0.55278 | 0.33855 | 0.021804 | 0.23204 | 0.16999 | 0.1806 | 0.16359 | 0.10208 | 0.083201 | 0.28133 | 0.073383 | 0.12964 | 0.63786 | 0.056212 | 0.008185 | 0.3045 | 0.000424 | 0.45669 | 0.091978 | 0.50995 | 0.34903 | 0.066584 | 0.15096 | 0.087105 | 0.004543 | 0.01401 | 0.025864 | 0.22479 | 0.49676 | 0.8666 | 0.1449 | 0.29375 | 0.43384 | 0.64061 | 0.42324 | 0.086316 | 0.78509 | 0.60172 | 0.5654 | 0.549 | 0.79231 | 0.011692 | 0.27527 | 0.061772 | 0.32052 | 0.15808 | 0.020268 | 0.1968 | 0.23452 | 0.11505 | 0.066633 | 0.050428 | 0.39569 | 0.22074 | 0.000426 | 0.038254 | 0.050787 | 0.045564 | 6e-05 | 5e-06 | 0.29664 | 0.065291 | 0.61147 | 0.55594 | 0.10375 | 0.3428 | 0.39817 | 4.9e-05 | 0.22145 | 0.029208 | 0.052859 | 0.00123
5 | 0.20476 | 0.052352 | 0.46934 | 0.50131 | 0.001027 | 0.015021 | 0.87615 | 0.000189 | 0.20079 | 0.12504 | 0.79762 | 0.77117 | 0.8119 | 0.95458 | 0.34103 | 0.86879 | 0.053859 | 0.72703 | 0.62418 | 0.82538 | 0.32052 | 0.36164 | 0.097562 | 0.43974 | 0.85667 | 0.90311 | 0.13699 | 0.008405 | 0.67157 | 0.85788 | 0.13369 | 0.000533 | 0.001655 | 0.19335 | 0.00097 | 0.031536 | 0.016325 | 0.019881 | 0.4521 | 0.076067 | 0.006673 | 0.003736 | 0.62977 | 0.56439 | 0.75869 | 0.61714 | 0.40874 | 0.92881 | 0.70212 | 0.24131 | 0.72379 | 0.6119 | 0.41052 | 0.014944 | 0.11626 | 0.01059 | 0.00562 | 0.30629 | 3.8e-05 | 0.015029 | 0.008553 | 0.055546 | 0.13333 | 0.15693 | 0.46868 | 0.35057 | 0.013235 | 0.54977 | 0.78123 | 0.37276 | 0.080788 | 0.063394 | 0.44968 | 0.26804 | 0.27579 | 0.68883 | 0.69318 | 0.000124 | 0.16009 | 0.56063 | 0.20534 | 0.010771 | 0.53297 | 0.000783 | 0.41224 | 0.41309 | 0.083188 | 0.12542 | 0.18472 | 0.95174 | 0.079487 | 0.001746 | 0.058738 | 0.000355 | 0.13123 | 0.064166 | 0.2371 | 0.16051 | 0.62194 | 0.64843 | 0.001939 | 0.19217 | 0.041948 | 0.46257 | 0.26806 | 0.60347 | 0.038266 | 0.5236 | 0.47259 | 0.000459 | 0.019077 | 0.68857 | 0.30412 | 0.022763 | 0.048666 | 0.74125 | 0.1525 | 0.39281 | 0.64499 | 0.43398 | 0.22172 | 0.007152 | 0.32052 | 0.24376 | 0.59269 | 0.58394 | 0.28287 | 0.17363 | 0.001375 | 0.15631 | 0.089442 | 0.31229 | 0.08406 | 0.023774 | 0.012847 | 0.10252 | 0.020572 | 0.10681 | 0.52616 | 0.060515 | 0.007988 | 0.002434 | 0.092631 | 0.12238 | 0.13103 | 0.10343 | 0.041159 | 0.083986 | 0.60346 | 0.053215 | 0.001833 | 0.44255 | 0.039332 | 0.42203 | 0.18248 | 0.044135 | 0.22512 | 0.002365 | 0.11362 | 0.27233 | 0.05807 | 0.019259 | 0.038833 | 0.4974 | 0.28582 | 0.000193 | 0.028836 | 0.019195 | 0.62302 | 0.058155 | 0.000418 | 0.000579 | 0.063084 | 0.019064 | 0.013768 | 0.17805 | 0.37485 | 0.009867 | 9e-06 | 0.075532 | 0.014002 | 0.13747 | 0.1959 | 0.35059 | 0.31816 | 0.015256 | 0.54141 | 0.33027 | 0.38585 | 0.20895 | 0.379 | 0.17661 | 0.15279 | 2e-06 | 0.000316 | 0.13875 | 0.26003 | 0.002359 | 0.254 | 0.13678 | 0.39533 | 0.55849 | 0.00057 | 0.47991 | 0.365 | 0.11174 | 0.30735 | 0.27962 | 0.14897 | 0.098303 | 0.14712 | 0.008688 | 0.023882 | 0.30997 | 0.35914 | 0.20441 | 0.00869 | 0.070959 | 0.023241 | 0.054141 | 0.006493 | 0.052072 | 0.15506 | 0.13876 | 0.19711 | 0.076073 | 0.026758 | 0.24652 | 0.12243 | 0.33867 | 0.060181 | 0.002615 | 0.00269 | 0.002637 | 0.003948 | 0.036851 | 3.3e-05 | 0.000234 | 0.065748 | 0.044592 | 0.22549 | 0.070384 | 0.028591 | 2.4e-05 | 0.004471 | 0.36411 | 0.27353 | 0.016043 | 0.051893 | 0.09897 | 0.50416 | 0.022713 | 0.029216 | 0.20798 | 0.15799 | 0.20031 | 0.15564 | 0.002131 | 0.2752 | 0.26582 | 0.018161 | 0.75996 | 0.005819 | 0.022301 | 0.17589 | 9.9e-05 | 0.033649 | 0.19889 | 0.60899 | 0.3146 | 0.10548 | 0.007758 | 0.28653 | 0.013492 | 0.015246 | 0.33361 | 0.20533 | 0.37727 | 0.079122 | 0.61267 | 0.19029 | 0.000382 | 0.005078 | 0.19003 | 0.38419 | 0.52085 | 0.22261 | 0.325 | 0.71025 | 0.012759 | 0.014096 | 0.15709 | 0.029902 | 0.53507 | 0.31226 | 0.085058 | 0.34929 | 0.31603 | 0.38248 | 0.22998 | 0.14536 | 0.11716 | 0.29379 | 0.10097 | 0.20103 | 0.60829 | 0.049462 | 0.011252 | 0.38622 | 0.005604 | 0.51542 | 0.021136 | 0.60288 | 0.44767 | 0.048336 | 0.19493 | 0.086506 | 0.014009 | 0.025113 | 0.016108 | 0.21598 | 0.54848 | 0.77465 | 0.17154 | 0.30995 | 0.54731 | 0.55919 | 0.54491 | 0.043497 | 0.5301 | 0.57818 | 0.57425 | 0.63088 | 0.8065 | 0.020376 | 0.27074 | 0.064384 | 0.30428 | 0.16153 | 0.043162 | 0.28924 | 0.30418 | 0.14376 | 0.10251 | 0.034679 | 0.43356 | 0.18285 | 0.009234 | 0.012937 | 0.060818 | 0.079106 | 4e-06 | 0.000668 | 0.33897 | 0.044048 | 0.53888 | 0.53446 | 0.11951 | 0.39281 | 0.34234 | 0 | 0.23925 | 0.056938 | 0.026803 | 0.002618
6 | 0.25852 | 0.12845 | 0.54803 | 0.2893 | 0.017552 | 0.013766 | 0.89205 | 0.000849 | 0.22069 | 0.27507 | 0.73769 | 0.75684 | 0.75863 | 0.9401 | 0.40167 | 0.86667 | 0.11749 | 0.67212 | 0.71463 | 0.832 | 0.4567 | 0.35563 | 0.097167 | 0.52943 | 0.86542 | 0.89724 | 0.06261 | 0.004551 | 0.71338 | 0.85794 | 0.13624 | 0.000116 | 0.012712 | 0.20568 | 0.001327 | 0.016223 | 0.008313 | 0.035908 | 0.47992 | 0.002355 | 0.008509 | 0.002685 | 0.64404 | 0.5728 | 0.77116 | 0.68264 | 0.52852 | 0.94229 | 0.6596 | 0.35754 | 0.52104 | 0.69636 | 0.3928 | 0.000137 | 0.26582 | 0.00178 | 0.014465 | 0.39534 | 0.000319 | 0.028727 | 0.008333 | 0.088567 | 0.23926 | 0.15915 | 0.63229 | 0.53284 | 0.017538 | 0.62262 | 0.79948 | 0.51995 | 0.058825 | 0.13154 | 0.4723 | 0.39784 | 0.18207 | 0.70658 | 0.68985 | 1e-05 | 0.2995 | 0.62153 | 0.25216 | 0.025353 | 0.54395 | 0.00071 | 0.50089 | 0.39785 | 0.038254 | 0.22333 | 0.28923 | 0.95305 | 0.086342 | 0.005354 | 0.044513 | 0.000584 | 0.1494 | 0.095793 | 0.28648 | 0.19801 | 0.72242 | 0.68117 | 0.012834 | 0.39027 | 0.061387 | 0.43908 | 0.43251 | 0.66101 | 0.041903 | 0.57853 | 0.49599 | 0.008151 | 0.059392 | 0.6839 | 0.53942 | 0.029474 | 0.19142 | 0.77114 | 0.39786 | 0.491 | 0.74639 | 0.44277 | 0.16377 | 0.009802 | 0.573 | 0.37569 | 0.66961 | 0.66826 | 0.16271 | 0.21807 | 0.057892 | 0.11102 | 0.18694 | 0.36303 | 0.11842 | 0.087005 | 0.050718 | 0.20815 | 0.058923 | 0.13921 | 0.735 | 0.080576 | 0.008455 | 0.000795 | 0.094535 | 0.10679 | 0.059431 | 0.16968 | 0.16206 | 0.1078 | 0.55581 | 0.010542 | 0.03548 | 0.44776 | 0.020588 | 0.49528 | 0.14522 | 0.010207 | 0.21825 | 0.059628 | 0.10062 | 0.21623 | 0.13924 | 0.16415 | 0.032771 | 0.50101 | 0.47639 | 0.00146 | 0.11149 | 0.013214 | 0.61999 | 0.005562 | 0.000911 | 0.001375 | 0.078827 | 0.00021 | 0.031084 | 0.27136 | 0.34425 | 0.048865 | 0.003385 | 0.16286 | 0.18844 | 0.088563 | 0.14707 | 0.34205 | 0.55093 | 0.038985 | 0.51848 | 0.56321 | 0.27595 | 0.19493 | 0.40793 | 0.11115 | 0.0342 | 7e-06 | 0.000795 | 0.1561 | 0.15178 | 0.000309 | 0.27352 | 0.23 | 0.45928 | 0.71041 | 0.008064 | 0.52678 | 0.45625 | 0.21836 | 0.26377 | 0.27133 | 0.21972 | 0.090011 | 0.066955 | 0.018642 | 0.036094 | 0.28048 | 0.37533 | 0.26586 | 0.006914 | 0.1415 | 0.041028 | 0.037383 | 0.035846 | 0.044881 | 0.12206 | 0.20453 | 0.26135 | 0.10248 | 0.088228 | 0.36072 | 0.16058 | 0.29659 | 0.034242 | 0.004641 | 0.068992 | 0.000683 | 0.003554 | 0.026723 | 0.001467 | 0.000101 | 0.093911 | 0.057135 | 0.22264 | 0.12347 | 0.071083 | 0.000266 | 0.002171 | 0.4333 | 0.46923 | 0.00597 | 0.045314 | 0.17775 | 0.53344 | 0.008525 | 0.034234 | 0.31239 | 0.24653 | 0.17764 | 0.2069 | 0.007362 | 0.32817 | 0.28923 | 0 | 0.75765 | 0.003396 | 0.023912 | 0.28924 | 0.010187 | 0.099968 | 0.22488 | 0.61138 | 0.28643 | 0.0508 | 0.030803 | 0.26458 | 0.012551 | 0.041201 | 0.28588 | 0.35041 | 0.5049 | 0.16643 | 0.67704 | 0.29378 | 0.010879 | 0.005985 | 0.20339 | 0.43735 | 0.44932 | 0.36993 | 0.35217 | 0.69039 | 0.007792 | 0.038725 | 0.16392 | 0.041618 | 0.50081 | 0.21005 | 0.17765 | 0.387 | 0.42586 | 0.5028 | 0.21895 | 0.15299 | 0.12966 | 0.32052 | 0.12485 | 0.35509 | 0.56051 | 0.073774 | 0.009347 | 0.45589 | 0.014145 | 0.57528 | 0.004119 | 0.66637 | 0.53154 | 0.051406 | 0.2355 | 0.065441 | 0.022718 | 0.056706 | 0.010618 | 0.23 | 0.59561 | 0.62005 | 0.19494 | 0.27131 | 0.59943 | 0.40574 | 0.68696 | 0.11146 | 0.23627 | 0.56344 | 0.5989 | 0.686 | 0.80498 | 0.030916 | 0.26806 | 0.056314 | 0.26802 | 0.13776 | 0.085131 | 0.37616 | 0.34574 | 0.13053 | 0.13494 | 0.026878 | 0.30126 | 0.11948 | 0.029064 | 0.007125 | 0.046424 | 0.10349 | 1e-06 | 0.004929 | 0.36407 | 0.022088 | 0.40266 | 0.44789 | 0.21104 | 0.4089 | 0.26586 | 8e-06 | 0.22159 | 0.056655 | 0.015999 | 0.00256
7 | 0.28359 | 0.20723 | 0.6083 | 0.10248 | 0.064202 | 0.063571 | 0.89887 | 0.005176 | 0.24987 | 0.43006 | 0.67296 | 0.74144 | 0.74663 | 0.92097 | 0.46658 | 0.86428 | 0.20441 | 0.60588 | 0.75933 | 0.84842 | 0.56513 | 0.34205 | 0.11889 | 0.65103 | 0.87345 | 0.87496 | 0.026891 | 0.009579 | 0.7284 | 0.7979 | 0.10604 | 4.4e-05 | 0.045325 | 0.16508 | 0.001752 | 0.009111 | 0.00371 | 0.046779 | 0.43617 | 0.000207 | 0.0096 | 0.004404 | 0.63084 | 0.63937 | 0.7923 | 0.75159 | 0.58427 | 0.96515 | 0.55358 | 0.41439 | 0.32491 | 0.80079 | 0.42713 | 0.001206 | 0.41053 | 0.034582 | 0.014993 | 0.47119 | 0.00513 | 0.051647 | 0.007693 | 0.12959 | 0.38216 | 0.10371 | 0.71208 | 0.46918 | 0.031321 | 0.69424 | 0.78853 | 0.55279 | 0.057303 | 0.22679 | 0.44631 | 0.5016 | 0.13491 | 0.73518 | 0.71508 | 0.000385 | 0.42096 | 0.63002 | 0.25594 | 0.043224 | 0.41403 | 0.000318 | 0.54036 | 0.307 | 0.00964 | 0.33797 | 0.40326 | 0.97558 | 0.1367 | 0.023372 | 0.041187 | 0.001425 | 0.15977 | 0.14113 | 0.33359 | 0.22997 | 0.76394 | 0.67542 | 0.031398 | 0.57936 | 0.060182 | 0.40673 | 0.52782 | 0.65042 | 0.067234 | 0.56474 | 0.50389 | 0.027011 | 0.1675 | 0.66099 | 0.59855 | 0.045624 | 0.36163 | 0.74064 | 0.61553 | 0.57716 | 0.7695 | 0.42714 | 0.19217 | 0.057879 | 0.69671 | 0.49796 | 0.64043 | 0.69984 | 0.064667 | 0.12975 | 0.18624 | 0.063929 | 0.22766 | 0.35915 | 0.15115 | 0.21103 | 0.075485 | 0.29257 | 0.090546 | 0.17155 | 0.80681 | 0.17588 | 0.031184 | 0.001374 | 0.11033 | 0.071136 | 0.031212 | 0.24656 | 0.30495 | 0.13304 | 0.46783 | 0.002946 | 0.11354 | 0.35278 | 0.026719 | 0.52856 | 0.067722 | 0.064751 | 0.2323 | 0.17403 | 0.091703 | 0.20724 | 0.2159 | 0.38325 | 0.019084 | 0.4826 | 0.58193 | 0.004889 | 0.21656 | 0.10505 | 0.61689 | 0.00066 | 0.010437 | 0.014945 | 0.14197 | 0.001645 | 0.068065 | 0.2992 | 0.30484 | 0.21402 | 0.026011 | 0.24867 | 0.51197 | 0.070211 | 0.084568 | 0.34249 | 0.66633 | 0.090051 | 0.38402 | 0.60346 | 0.095567 | 0.19494 | 0.42936 | 0.08631 | 0.000791 | 6.5e-05 | 0.011514 | 0.18609 | 0.19289 | 5.7e-05 | 0.29149 | 0.30302 | 0.51163 | 0.60105 | 0.053333 | 0.48615 | 0.48637 | 0.32051 | 0.28922 | 0.26583 | 0.29148 | 0.076619 | 0.009155 | 0.034611 | 0.049157 | 0.23642 | 0.37027 | 0.27503 | 0.018963 | 0.2121 | 0.04142 | 0.037128 | 0.068696 | 0.058993 | 0.088013 | 0.25746 | 0.31396 | 0.18476 | 0.18213 | 0.43833 | 0.23631 | 0.26581 | 0.028351 | 0.002343 | 0.18378 | 0.000956 | 0.015974 | 0.018756 | 0.005106 | 0.001376 | 0.13254 | 0.078566 | 0.19214 | 0.20534 | 0.13618 | 0.00126 | 0.001171 | 0.42715 | 0.52744 | 0.01004 | 0.051874 | 0.23905 | 0.53391 | 0.022723 | 0.034345 | 0.38589 | 0.30559 | 0.2093 | 0.27751 | 0.019395 | 0.39027 | 0.32341 | 0.005036 | 0.74696 | 0.02271 | 0.028338 | 0.34448 | 0.070625 | 0.17154 | 0.26129 | 0.6007 | 0.24472 | 0.020969 | 0.051897 | 0.22094 | 0.016023 | 0.05829 | 0.19645 | 0.46898 | 0.57266 | 0.28922 | 0.70151 | 0.29406 | 0.056219 | 0.006468 | 0.22349 | 0.47117 | 0.39282 | 0.43618 | 0.36411 | 0.64045 | 0.003544 | 0.05283 | 0.20123 | 0.071139 | 0.48248 | 0.12964 | 0.26126 | 0.37337 | 0.51848 | 0.58668 | 0.16084 | 0.11011 | 0.15631 | 0.30813 | 0.14463 | 0.52104 | 0.53813 | 0.11969 | 0.00628 | 0.52258 | 0.01968 | 0.60832 | 0.001953 | 0.67685 | 0.55604 | 0.057948 | 0.25395 | 0.055107 | 0.019055 | 0.11915 | 0.008732 | 0.26155 | 0.63173 | 0.51364 | 0.23388 | 0.23204 | 0.61754 | 0.26078 | 0.76136 | 0.32301 | 0.036391 | 0.58789 | 0.62751 | 0.71026 | 0.79741 | 0.04014 | 0.28356 | 0.0162 | 0.2161 | 0.12544 | 0.1494 | 0.44656 | 0.36409 | 0.11237 | 0.16201 | 0.026714 | 0.14284 | 0.067326 | 0.052522 | 0.009008 | 0.030313 | 0.095142 | 0 | 0.014443 | 0.36632 | 0.020446 | 0.27356 | 0.43885 | 0.29146 | 0.4131 | 0.1767 | 2.2e-05 | 0.21893 | 0.052195 | 0.012376 | 0.002986
8 | 0.30599 | 0.28131 | 0.66725 | 0.021806 | 0.12154 | 0.19688 | 0.90015 | 0.010744 | 0.28987 | 0.72437 | 0.67589 | 0.73517 | 0.77245 | 0.90597 | 0.56534 | 0.84571 | 0.27445 | 0.55491 | 0.79482 | 0.86811 | 0.58527 | 0.33795 | 0.13137 | 0.75502 | 0.86537 | 0.82447 | 0.022775 | 0.018206 | 0.74261 | 0.548 | 0.069099 | 2e-05 | 0.10179 | 0.11405 | 0.001506 | 0.005706 | 0.002002 | 0.062615 | 0.33961 | 0.001196 | 0.008557 | 0.012829 | 0.55951 | 0.7474 | 0.81847 | 0.83456 | 0.58381 | 0.96884 | 0.43356 | 0.45838 | 0.19493 | 0.87332 | 0.48198 | 0.012856 | 0.45838 | 0.087067 | 0.030939 | 0.51421 | 0.042476 | 0.088182 | 0.007203 | 0.18371 | 0.499 | 0.067237 | 0.7485 | 0.26506 | 0.054283 | 0.72534 | 0.75806 | 0.50695 | 0.076503 | 0.35058 | 0.35486 | 0.54385 | 0.11727 | 0.76301 | 0.76134 | 0.004843 | 0.50212 | 0.59332 | 0.31227 | 0.064335 | 0.14927 | 1.1e-05 | 0.59252 | 0.24363 | 0.002465 | 0.43766 | 0.49503 | 0.98085 | 0.19928 | 0.042109 | 0.044032 | 0.008458 | 0.17679 | 0.1827 | 0.38225 | 0.28359 | 0.78353 | 0.63087 | 0.035049 | 0.70798 | 0.053957 | 0.34771 | 0.60418 | 0.59252 | 0.11114 | 0.58872 | 0.46184 | 0.063419 | 0.22355 | 0.62839 | 0.59654 | 0.075562 | 0.47734 | 0.68679 | 0.54802 | 0.62735 | 0.77934 | 0.3991 | 0.20503 | 0.1598 | 0.72689 | 0.60962 | 0.60485 | 0.68766 | 0.015728 | 0.076443 | 0.31937 | 0.04255 | 0.14586 | 0.31883 | 0.19821 | 0.36408 | 0.074119 | 0.35027 | 0.09961 | 0.22438 | 0.80027 | 0.23362 | 0.046951 | 0.011423 | 0.14119 | 0.034911 | 0.013995 | 0.32286 | 0.43253 | 0.17054 | 0.42077 | 0.029636 | 0.081695 | 0.32028 | 0.014552 | 0.5623 | 0.010654 | 0.16344 | 0.26517 | 0.13928 | 0.10162 | 0.2464 | 0.30451 | 0.52462 | 0.022704 | 0.45972 | 0.66774 | 0.005639 | 0.40025 | 0.32555 | 0.63142 | 0.011268 | 0.019321 | 0.049707 | 0.24412 | 0.033868 | 0.096457 | 0.33515 | 0.29375 | 0.49151 | 0.075437 | 0.30323 | 0.64172 | 0.093645 | 0.051067 | 0.34914 | 0.69247 | 0.1728 | 0.25823 | 0.56369 | 0.028777 | 0.19244 | 0.49794 | 0.1019 | 0.008186 | 0.000234 | 0.028914 | 0.16513 | 0.29149 | 1.9e-05 | 0.33122 | 0.35596 | 0.55027 | 0.35733 | 0.1176 | 0.38695 | 0.54181 | 0.36773 | 0.38186 | 0.2257 | 0.26849 | 0.04439 | 0.00019 | 0.049398 | 0.053571 | 0.20603 | 0.35056 | 0.24561 | 0.041258 | 0.27063 | 0.038566 | 0.04181 | 0.10562 | 0.090555 | 0.051435 | 0.26806 | 0.32761 | 0.26065 | 0.27364 | 0.48635 | 0.30435 | 0.21597 | 0.025297 | 0.000452 | 0.18033 | 0.00038 | 0.040547 | 0.011269 | 0.010656 | 0.011717 | 0.16879 | 0.11742 | 0.17779 | 0.33335 | 0.22342 | 0.011205 | 0.000321 | 0.41328 | 0.4703 | 0.017984 | 0.046565 | 0.27303 | 0.5338 | 0.034527 | 0.053041 | 0.42712 | 0.25827 | 0.27461 | 0.39147 | 0.04712 | 0.48249 | 0.35413 | 0.090516 | 0.75793 | 0.069689 | 0.017197 | 0.35164 | 0.1673 | 0.20504 | 0.28295 | 0.57529 | 0.19921 | 0.017372 | 0.053867 | 0.19731 | 0.023724 | 0.051552 | 0.20156 | 0.53003 | 0.59417 | 0.41528 | 0.69747 | 0.28919 | 0.12253 | 0.00784 | 0.2461 | 0.47539 | 0.42629 | 0.46837 | 0.3903 | 0.55276 | 0.001141 | 0.054396 | 0.27053 | 0.10719 | 0.46895 | 0.09819 | 0.28825 | 0.39535 | 0.58021 | 0.6254 | 0.12196 | 0.0555 | 0.20681 | 0.24308 | 0.18167 | 0.59504 | 0.52104 | 0.15521 | 0.006989 | 0.50354 | 0.019361 | 0.59443 | 0.000966 | 0.64891 | 0.51379 | 0.063297 | 0.26883 | 0.056925 | 0.004649 | 0.19147 | 0.004154 | 0.28259 | 0.65856 | 0.44785 | 0.28773 | 0.23081 | 0.62714 | 0.17768 | 0.79948 | 0.51172 | 0.008023 | 0.57956 | 0.63552 | 0.71464 | 0.77255 | 0.045912 | 0.33119 | 0.004788 | 0.16366 | 0.13878 | 0.20331 | 0.50437 | 0.36103 | 0.10717 | 0.18771 | 0.035055 | 0.088596 | 0.050219 | 0.10146 | 0.009643 | 0.013752 | 0.065811 | 1e-06 | 0.031938 | 0.36617 | 0.023138 | 0.13933 | 0.51849 | 0.38733 | 0.41055 | 0.12653 | 2.1e-05 | 0.20151 | 0.046602 | 0.013816 | 0.007324
9 | 0.29378 | 0.33997 | 0.71295 | 0.049903 | 0.16585 | 0.39279 | 0.8909 | 0.016515 | 0.33686 | 0.84797 | 0.62501 | 0.71332 | 0.80583 | 0.87529 | 0.7082 | 0.82395 | 0.3393 | 0.51163 | 0.83263 | 0.87973 | 0.58309 | 0.33655 | 0.13038 | 0.82671 | 0.84191 | 0.72555 | 0.023828 | 0.021257 | 0.74032 | 0.26708 | 0.056416 | 1.3e-05 | 0.1715 | 0.085137 | 0.001561 | 0.003295 | 0.001647 | 0.064359 | 0.20724 | 0.002894 | 0.004874 | 0.049505 | 0.40166 | 0.80014 | 0.83243 | 0.92273 | 0.57638 | 0.95423 | 0.36162 | 0.45926 | 0.11811 | 0.90914 | 0.53367 | 0.040786 | 0.46874 | 0.12071 | 0.068121 | 0.51534 | 0.10782 | 0.1608 | 0.005029 | 0.27391 | 0.55495 | 0.030698 | 0.78059 | 0.15489 | 0.082489 | 0.71045 | 0.76243 | 0.49151 | 0.11102 | 0.46717 | 0.28925 | 0.5452 | 0.12993 | 0.77287 | 0.78738 | 0.016004 | 0.56694 | 0.48893 | 0.42495 | 0.10615 | 0.017041 | 4e-06 | 0.65168 | 0.23206 | 0.001599 | 0.46917 | 0.54451 | 0.97883 | 0.30875 | 0.044788 | 0.048839 | 0.038128 | 0.20356 | 0.18926 | 0.54463 | 0.36764 | 0.79219 | 0.51095 | 0.031661 | 0.75503 | 0.033614 | 0.27799 | 0.65981 | 0.46187 | 0.18213 | 0.63938 | 0.37526 | 0.11811 | 0.23715 | 0.6275 | 0.57031 | 0.10723 | 0.51849 | 0.6462 | 0.49295 | 0.64537 | 0.84141 | 0.39143 | 0.2079 | 0.2938 | 0.71672 | 0.69259 | 0.62007 | 0.65959 | 0.006787 | 0.049978 | 0.38991 | 0.053909 | 0.055963 | 0.39497 | 0.23925 | 0.48326 | 0.058435 | 0.39345 | 0.10608 | 0.29786 | 0.76512 | 0.20187 | 0.038652 | 0.046071 | 0.21211 | 0.03488 | 0.016175 | 0.37107 | 0.51802 | 0.2192 | 0.4361 | 0.15784 | 0.042198 | 0.51796 | 0.002703 | 0.59789 | 0.002993 | 0.22612 | 0.28132 | 0.080859 | 0.12743 | 0.32052 | 0.44511 | 0.55129 | 0.023527 | 0.46643 | 0.74218 | 0.006228 | 0.66647 | 0.56262 | 0.61596 | 0.044038 | 0.024714 | 0.090748 | 0.31461 | 0.10649 | 0.11186 | 0.38042 | 0.28584 | 0.65211 | 0.18759 | 0.34804 | 0.63554 | 0.10007 | 0.041303 | 0.39737 | 0.67307 | 0.27455 | 0.20521 | 0.49422 | 0.012335 | 0.16529 | 0.60089 | 0.17589 | 0.032319 | 0.000627 | 0.042591 | 0.15805 | 0.39793 | 3.2e-05 | 0.36679 | 0.40419 | 0.56317 | 0.36537 | 0.16197 | 0.31464 | 0.59426 | 0.36181 | 0.4164 | 0.18411 | 0.222 | 0.03615 | 2.7e-05 | 0.054894 | 0.038982 | 0.19491 | 0.31815 | 0.19337 | 0.071946 | 0.30422 | 0.049531 | 0.028705 | 0.17154 | 0.1054 | 0.024684 | 0.24463 | 0.32332 | 0.29378 | 0.3676 | 0.50694 | 0.33962 | 0.19572 | 0.022707 | 0.000382 | 0.12077 | 0.000476 | 0.053963 | 0.007803 | 0.024279 | 0.032957 | 0.14607 | 0.17938 | 0.20762 | 0.47732 | 0.33121 | 0.008256 | 8e-06 | 0.45004 | 0.38549 | 0.026955 | 0.050027 | 0.30182 | 0.51212 | 0.033234 | 0.084776 | 0.42866 | 0.15962 | 0.35899 | 0.54745 | 0.086003 | 0.58581 | 0.36674 | 0.19032 | 0.76082 | 0.11218 | 0.003458 | 0.41309 | 0.2562 | 0.20982 | 0.29314 | 0.55027 | 0.14366 | 0.016874 | 0.046599 | 0.20339 | 0.038187 | 0.047095 | 0.18212 | 0.53888 | 0.59856 | 0.53873 | 0.6745 | 0.3018 | 0.17084 | 0.011119 | 0.26042 | 0.39029 | 0.40673 | 0.49796 | 0.45564 | 0.44765 | 0.000143 | 0.051877 | 0.34844 | 0.15019 | 0.44973 | 0.078433 | 0.29242 | 0.49483 | 0.59181 | 0.63086 | 0.1018 | 0.019764 | 0.26008 | 0.15651 | 0.24883 | 0.60635 | 0.49151 | 0.1949 | 0.014377 | 0.5066 | 0.024115 | 0.57177 | 0.002058 | 0.61129 | 0.44512 | 0.057827 | 0.26803 | 0.063994 | 0.009347 | 0.23363 | 0.000429 | 0.28525 | 0.67063 | 0.40419 | 0.33964 | 0.23927 | 0.65963 | 0.2108 | 0.81512 | 0.56253 | 0.002436 | 0.66179 | 0.67041 | 0.70614 | 0.72735 | 0.049107 | 0.40661 | 0.001534 | 0.089979 | 0.17044 | 0.26064 | 0.54627 | 0.32697 | 0.12483 | 0.21271 | 0.057933 | 0.072095 | 0.054175 | 0.16436 | 0.007913 | 0.008593 | 0.037257 | 1.8e-05 | 0.056437 | 0.37231 | 0.041762 | 0.046949 | 0.64526 | 0.50695 | 0.38143 | 0.10333 | 0.000982 | 0.18031 | 0.038746 | 0.025943 | 0.026177
10 | 0.23373 | 0.36829 | 0.72188 | 0.066436 | 0.17456 | 0.49245 | 0.88906 | 0.011761 | 0.37914 | 0.90915 | 0.64837 | 0.68953 | 0.82996 | 0.84411 | 0.75086 | 0.79223 | 0.38186 | 0.54424 | 0.85552 | 0.86319 | 0.65399 | 0.40165 | 0.087521 | 0.84986 | 0.79704 | 0.59639 | 0.023649 | 0.013046 | 0.71331 | 0.1322 | 0.04387 | 2.5e-05 | 0.23597 | 0.065665 | 0.00158 | 0.001369 | 0.001601 | 0.051107 | 0.11998 | 0.005885 | 0.003574 | 0.14628 | 0.22589 | 0.76188 | 0.79793 | 0.97502 | 0.59552 | 0.89165 | 0.39282 | 0.48447 | 0.10369 | 0.91043 | 0.53888 | 0.074432 | 0.46571 | 0.13853 | 0.095518 | 0.48963 | 0.17709 | 0.13873 | 0.004982 | 0.3616 | 0.58393 | 0.006847 | 0.7979 | 0.09287 | 0.10415 | 0.75332 | 0.74703 | 0.44253 | 0.14172 | 0.5511 | 0.28356 | 0.53601 | 0.18527 | 0.78655 | 0.77956 | 0.029 | 0.53112 | 0.32614 | 0.49268 | 0.16377 | 0.001308 | 0.000144 | 0.65876 | 0.13965 | 0.006431 | 0.4808 | 0.49795 | 0.96659 | 0.38525 | 0.035444 | 0.054718 | 0.094592 | 0.24501 | 0.13694 | 0.45883 | 0.47497 | 0.76447 | 0.28131 | 0.015223 | 0.65961 | 0.053652 | 0.20642 | 0.69083 | 0.28468 | 0.22589 | 0.62353 | 0.24736 | 0.13726 | 0.25082 | 0.60893 | 0.51848 | 0.090944 | 0.42749 | 0.59539 | 0.67188 | 0.64332 | 0.84346 | 0.42202 | 0.216 | 0.41595 | 0.67344 | 0.71374 | 0.61927 | 0.65326 | 0.004217 | 0.016086 | 0.37899 | 0.077493 | 0.096137 | 0.41912 | 0.198 | 0.53094 | 0.050765 | 0.46573 | 0.10632 | 0.38208 | 0.64365 | 0.13629 | 0.013344 | 0.078127 | 0.28826 | 0.093447 | 0.036622 | 0.39193 | 0.55483 | 0.27357 | 0.48175 | 0.29517 | 0.028495 | 0.69416 | 6.9e-05 | 0.60955 | 0.001187 | 0.22521 | 0.31826 | 0.02704 | 0.19394 | 0.39281 | 0.55345 | 0.5227 | 0.026711 | 0.4941 | 0.75983 | 0.002383 | 0.74463 | 0.65061 | 0.52145 | 0.058314 | 0.065144 | 0.12089 | 0.34448 | 0.12964 | 0.13555 | 0.39872 | 0.34014 | 0.64382 | 0.28313 | 0.35048 | 0.60789 | 0.063202 | 0.026702 | 0.36544 | 0.5593 | 0.32615 | 0.20139 | 0.52182 | 0.00757 | 0.15116 | 0.62832 | 0.21893 | 0.044284 | 0.001901 | 0.068829 | 0.15629 | 0.497 | 2.4e-05 | 0.39877 | 0.43355 | 0.5236 | 0.50555 | 0.17411 | 0.27292 | 0.59684 | 0.38455 | 0.3824 | 0.14897 | 0.15162 | 0.052604 | 1e-05 | 0.045084 | 0.026337 | 0.19027 | 0.27415 | 0.11436 | 0.10779 | 0.38482 | 0.053181 | 0.032079 | 0.24042 | 0.085712 | 0.016022 | 0.23337 | 0.32613 | 0.2208 | 0.46186 | 0.47849 | 0.32882 | 0.18986 | 0.016166 | 0.002448 | 0.10655 | 0.000441 | 0.065021 | 0.00486 | 0.05263 | 0.042204 | 0.086439 | 0.218 | 0.29468 | 0.52831 | 0.35059 | 0.002127 | 1e-06 | 0.48173 | 0.27353 | 0.038203 | 0.039057 | 0.33064 | 0.43459 | 0.047001 | 0.078447 | 0.35129 | 0.088727 | 0.41387 | 0.63197 | 0.097553 | 0.62012 | 0.36159 | 0.21286 | 0.71099 | 0.12364 | 0.001118 | 0.39535 | 0.26475 | 0.1885 | 0.31433 | 0.45927 | 0.084841 | 0.032285 | 0.042793 | 0.24849 | 0.048671 | 0.045479 | 0.09036 | 0.53063 | 0.55554 | 0.62125 | 0.6119 | 0.23206 | 0.18623 | 0.011316 | 0.29038 | 0.26836 | 0.31229 | 0.5307 | 0.55627 | 0.34448 | 2.6e-05 | 0.043514 | 0.35604 | 0.17003 | 0.40417 | 0.080901 | 0.26834 | 0.54764 | 0.55347 | 0.65672 | 0.077804 | 0.013783 | 0.27117 | 0.12033 | 0.27167 | 0.57849 | 0.50129 | 0.24758 | 0.025171 | 0.45336 | 0.030825 | 0.57414 | 0.006136 | 0.57584 | 0.42428 | 0.047488 | 0.26117 | 0.061009 | 0.031617 | 0.17557 | 0.00014 | 0.2995 | 0.66633 | 0.37988 | 0.39244 | 0.25022 | 0.68711 | 0.33514 | 0.81833 | 0.54395 | 0.011073 | 0.69715 | 0.70043 | 0.6711 | 0.67827 | 0.062428 | 0.44768 | 0.001032 | 0.035735 | 0.19682 | 0.25883 | 0.54666 | 0.30995 | 0.16267 | 0.26585 | 0.10251 | 0.074672 | 0.059632 | 0.19234 | 0.007316 | 0.015828 | 0.023695 | 4.9e-05 | 0.040759 | 0.35916 | 0.069295 | 0.020287 | 0.76139 | 0.57428 | 0.35055 | 0.090049 | 0.011955 | 0.18476 | 0.025879 | 0.042487 | 0.033313
11 | 0.16129 | 0.37246 | 0.72992 | 0.091588 | 0.17024 | 0.5874 | 0.88433 | 0.006902 | 0.39282 | 0.96576 | 0.68387 | 0.68711 | 0.8169 | 0.77286 | 0.73247 | 0.76258 | 0.41059 | 0.61323 | 0.87004 | 0.81193 | 0.73084 | 0.46445 | 0.042552 | 0.87336 | 0.7273 | 0.50195 | 0.026727 | 0.001647 | 0.66795 | 0.093892 | 0.0283 | 7.4e-05 | 0.27136 | 0.046571 | 0.001727 | 0.000457 | 0.000773 | 0.017155 | 0.08096 | 0.001212 | 0.004712 | 0.27895 | 0.085768 | 0.68715 | 0.71857 | 0.98083 | 0.60746 | 0.79968 | 0.49907 | 0.51772 | 0.13874 | 0.89532 | 0.50376 | 0.10267 | 0.42125 | 0.1759 | 0.12194 | 0.4412 | 0.28358 | 0.10442 | 0.000798 | 0.41285 | 0.56107 | 0.004186 | 0.78368 | 0.086134 | 0.12387 | 0.77984 | 0.71598 | 0.35204 | 0.18593 | 0.59421 | 0.13146 | 0.56469 | 0.27691 | 0.78641 | 0.77482 | 0.051857 | 0.40262 | 0.19215 | 0.36997 | 0.24773 | 0.001698 | 0.001941 | 0.62615 | 0.081715 | 0.066648 | 0.5149 | 0.46572 | 0.95142 | 0.43626 | 0.032176 | 0.089675 | 0.16951 | 0.29146 | 0.094004 | 0.30522 | 0.52809 | 0.74439 | 0.096447 | 0.008363 | 0.50952 | 0.16367 | 0.14125 | 0.70143 | 0.16353 | 0.27003 | 0.58147 | 0.079973 | 0.15458 | 0.22634 | 0.59768 | 0.50889 | 0.048198 | 0.28034 | 0.49963 | 0.69673 | 0.63087 | 0.84195 | 0.47998 | 0.25518 | 0.52553 | 0.61664 | 0.7027 | 0.62633 | 0.65394 | 0.000965 | 9.4e-05 | 0.33282 | 0.084936 | 0.24132 | 0.40038 | 0.13056 | 0.55027 | 0.045114 | 0.52104 | 0.12303 | 0.48248 | 0.50132 | 0.068642 | 0.001617 | 0.10346 | 0.32286 | 0.20924 | 0.046582 | 0.38754 | 0.58764 | 0.35988 | 0.52189 | 0.35057 | 0.035187 | 0.66656 | 0.000141 | 0.60393 | 2e-06 | 0.10872 | 0.37084 | 0.001074 | 0.29948 | 0.44905 | 0.60355 | 0.46185 | 0.048325 | 0.53646 | 0.73773 | 0.019061 | 0.73134 | 0.66633 | 0.38403 | 0.055945 | 0.1563 | 0.15546 | 0.34857 | 0.12545 | 0.17154 | 0.4589 | 0.43354 | 0.56468 | 0.3354 | 0.31292 | 0.56945 | 0.018717 | 0.009354 | 0.35556 | 0.49152 | 0.41796 | 0.27371 | 0.57031 | 0.003288 | 0.1775 | 0.54141 | 0.26538 | 0.078149 | 0.00596 | 0.10365 | 0.11228 | 0.49278 | 5.5e-05 | 0.39282 | 0.44842 | 0.48635 | 0.5236 | 0.16934 | 0.25611 | 0.60813 | 0.41147 | 0.35652 | 0.11957 | 0.092603 | 0.075453 | 1.4e-05 | 0.029655 | 0.020844 | 0.22281 | 0.25114 | 0.085301 | 0.15286 | 0.4451 | 0.052175 | 0.063916 | 0.33962 | 0.066102 | 0.025864 | 0.26042 | 0.35293 | 0.15862 | 0.5301 | 0.42458 | 0.30717 | 0.22201 | 0.035899 | 0.01071 | 0.13873 | 0.0004 | 0.097256 | 0.006046 | 0.088658 | 0.066547 | 0.058416 | 0.23227 | 0.43431 | 0.54395 | 0.29259 | 0.002356 | 9.6e-05 | 0.46692 | 0.10973 | 0.043011 | 0.027493 | 0.38228 | 0.33371 | 0.06794 | 0.03255 | 0.25998 | 0.048936 | 0.44946 | 0.63958 | 0.066401 | 0.62359 | 0.36539 | 0.21598 | 0.67185 | 0.11992 | 0.004471 | 0.38584 | 0.23001 | 0.1605 | 0.30992 | 0.37026 | 0.050633 | 0.078804 | 0.04176 | 0.28584 | 0.054454 | 0.051277 | 0.01856 | 0.52105 | 0.49794 | 0.6021 | 0.55069 | 0.16917 | 0.17877 | 0.010104 | 0.321 | 0.12667 | 0.19494 | 0.50704 | 0.62579 | 0.21142 | 5.1e-05 | 0.043412 | 0.34208 | 0.1844 | 0.33196 | 0.10399 | 0.25049 | 0.5464 | 0.47734 | 0.65605 | 0.036227 | 0.01574 | 0.22998 | 0.088391 | 0.26041 | 0.56387 | 0.47969 | 0.24375 | 0.031621 | 0.35733 | 0.039038 | 0.60105 | 0.011677 | 0.55027 | 0.46457 | 0.040463 | 0.2454 | 0.054228 | 0.090675 | 0.067517 | 2.7e-05 | 0.331 | 0.69143 | 0.34067 | 0.43234 | 0.24815 | 0.69657 | 0.28766 | 0.83538 | 0.64343 | 0.008574 | 0.69673 | 0.7224 | 0.65961 | 0.60589 | 0.073304 | 0.48635 | 0.000514 | 0.006869 | 0.20076 | 0.21896 | 0.52498 | 0.32571 | 0.23087 | 0.32277 | 0.17218 | 0.085232 | 0.060637 | 0.22173 | 0.009522 | 0.033376 | 0.020404 | 0.000119 | 0.020923 | 0.33892 | 0.10252 | 0.07111 | 0.85348 | 0.60588 | 0.30218 | 0.072366 | 0.036441 | 0.18032 | 0.017346 | 0.04207 | 0.016461
12 | 0.093945 | 0.36774 | 0.7444 | 0.11156 | 0.14659 | 0.62704 | 0.86563 | 0.005551 | 0.39345 | 0.97549 | 0.69669 | 0.66622 | 0.80113 | 0.66186 | 0.72981 | 0.67628 | 0.4372 | 0.66646 | 0.85976 | 0.66979 | 0.8134 | 0.4258 | 0.013834 | 0.89636 | 0.63553 | 0.47992 | 0.044917 | 0.00124 | 0.67204 | 0.079465 | 0.020796 | 0.000373 | 0.28226 | 0.037373 | 0.002353 | 0.000193 | 0.000189 | 0.009642 | 0.12288 | 0.00672 | 0.00398 | 0.4008 | 0.017081 | 0.57032 | 0.58658 | 0.98074 | 0.62261 | 0.7052 | 0.62099 | 0.50311 | 0.2169 | 0.87372 | 0.46854 | 0.11793 | 0.43888 | 0.24408 | 0.16349 | 0.37901 | 0.34603 | 0.16493 | 0.000293 | 0.38696 | 0.49152 | 0.030073 | 0.76043 | 0.078681 | 0.13876 | 0.82867 | 0.65394 | 0.27263 | 0.23718 | 0.62069 | 0.009853 | 0.61992 | 0.36349 | 0.77606 | 0.78348 | 0.093667 | 0.25836 | 0.095304 | 0.28581 | 0.30428 | 0.003491 | 0.00766 | 0.58994 | 0.09375 | 0.15093 | 0.55299 | 0.47752 | 0.92626 | 0.45844 | 0.0336 | 0.17652 | 0.25166 | 0.32051 | 0.086268 | 0.25827 | 0.56915 | 0.73517 | 0.031945 | 0.008948 | 0.38677 | 0.30943 | 0.080477 | 0.72782 | 0.10782 | 0.32053 | 0.59478 | 0.021632 | 0.22454 | 0.13625 | 0.57281 | 0.55837 | 0.034283 | 0.16646 | 0.38897 | 0.73328 | 0.61145 | 0.85235 | 0.53862 | 0.32025 | 0.57785 | 0.56699 | 0.69706 | 0.6471 | 0.6477 | 0.000445 | 0 | 0.29089 | 0.096982 | 0.27369 | 0.37926 | 0.10618 | 0.55042 | 0.044127 | 0.53927 | 0.14208 | 0.51848 | 0.41328 | 0.027246 | 2.4e-05 | 0.094622 | 0.26584 | 0.29895 | 0.03749 | 0.36161 | 0.59914 | 0.45721 | 0.55794 | 0.3624 | 0.058696 | 0.53376 | 0.003415 | 0.60688 | 3.2e-05 | 0.01833 | 0.41844 | 0 | 0.31814 | 0.49352 | 0.6136 | 0.4204 | 0.063907 | 0.6094 | 0.65485 | 0.063438 | 0.70232 | 0.6596 | 0.27133 | 0.064945 | 0.24653 | 0.18815 | 0.30351 | 0.13656 | 0.18529 | 0.5289 | 0.52615 | 0.51114 | 0.37639 | 0.22257 | 0.52741 | 0.000369 | 0.004549 | 0.37868 | 0.46504 | 0.53473 | 0.36727 | 0.61467 | 0.001758 | 0.2204 | 0.48249 | 0.23559 | 0.11679 | 0.009641 | 0.11947 | 0.073738 | 0.4221 | 0.000248 | 0.36811 | 0.46191 | 0.46971 | 0.48074 | 0.16574 | 0.23153 | 0.60652 | 0.40419 | 0.32415 | 0.10461 | 0.06798 | 0.08904 | 0.000102 | 0.016285 | 0.017302 | 0.26477 | 0.24373 | 0.10019 | 0.19175 | 0.45671 | 0.065693 | 0.12218 | 0.44511 | 0.056768 | 0.053943 | 0.27926 | 0.37901 | 0.13119 | 0.55732 | 0.33653 | 0.28583 | 0.28549 | 0.086227 | 0.031489 | 0.19212 | 0.000324 | 0.14244 | 0.022024 | 0.12709 | 0.094955 | 0.071134 | 0.21791 | 0.53888 | 0.56295 | 0.27135 | 0.011642 | 0.003938 | 0.43002 | 0.006864 | 0.03202 | 0.033993 | 0.44769 | 0.25172 | 0.065143 | 0.00192 | 0.15078 | 0.031388 | 0.49126 | 0.62261 | 0.04198 | 0.63366 | 0.35465 | 0.23175 | 0.57776 | 0.10249 | 0.009484 | 0.44964 | 0.20331 | 0.14159 | 0.29875 | 0.28123 | 0.031713 | 0.14375 | 0.034338 | 0.27953 | 0.058299 | 0.057859 | 0.000386 | 0.49985 | 0.44419 | 0.55578 | 0.5368 | 0.13881 | 0.15668 | 0.007717 | 0.33454 | 0.056277 | 0.10431 | 0.499 | 0.63085 | 0.11115 | 9.4e-05 | 0.04934 | 0.32956 | 0.22419 | 0.26357 | 0.10112 | 0.24921 | 0.5323 | 0.38404 | 0.65397 | 0.009578 | 0.01469 | 0.19422 | 0.037167 | 0.24717 | 0.57032 | 0.42712 | 0.1329 | 0.037602 | 0.25281 | 0.051908 | 0.67583 | 0.018728 | 0.54431 | 0.53322 | 0.036753 | 0.21739 | 0.047832 | 0.12459 | 0.008747 | 1.8e-05 | 0.37827 | 0.74852 | 0.27746 | 0.42966 | 0.2343 | 0.6896 | 0.17009 | 0.84549 | 0.6817 | 0.01376 | 0.70614 | 0.73325 | 0.6545 | 0.49914 | 0.076226 | 0.54144 | 0.000103 | 0.003564 | 0.2163 | 0.18571 | 0.50126 | 0.3179 | 0.27135 | 0.34871 | 0.23945 | 0.094367 | 0.051891 | 0.3593 | 0.016025 | 0.050158 | 0.016003 | 0.001073 | 0.019293 | 0.32483 | 0.13298 | 0.17277 | 0.89043 | 0.68171 | 0.21957 | 0.067977 | 0.074122 | 0.14462 | 0.013484 | 0.029827 | 0.009692
13 | 0.067488 | 0.37279 | 0.75908 | 0.13053 | 0.12689 | 0.6083 | 0.84232 | 0.004985 | 0.38417 | 0.97628 | 0.6924 | 0.59855 | 0.8256 | 0.45412 | 0.7244 | 0.60025 | 0.47991 | 0.68927 | 0.85671 | 0.36592 | 0.88041 | 0.3541 | 0.004985 | 0.90696 | 0.55026 | 0.51273 | 0.062093 | 0.02658 | 0.69887 | 0.061113 | 0.007249 | 0.002095 | 0.31131 | 0.034113 | 0.002858 | 0.000444 | 5.7e-05 | 0.017211 | 0.25249 | 0.040953 | 0.002526 | 0.50264 | 0.01472 | 0.4318 | 0.41824 | 0.97393 | 0.63463 | 0.65883 | 0.67583 | 0.48635 | 0.35217 | 0.85257 | 0.42899 | 0.12176 | 0.52277 | 0.29603 | 0.21996 | 0.31561 | 0.32905 | 0.15207 | 0.000335 | 0.3124 | 0.41695 | 0.09864 | 0.75025 | 0.016033 | 0.13091 | 0.85907 | 0.56505 | 0.21775 | 0.2689 | 0.61605 | 4e-06 | 0.67337 | 0.43353 | 0.75512 | 0.79639 | 0.16224 | 0.19789 | 0.04668 | 0.26044 | 0.33361 | 0.003933 | 0.022153 | 0.51848 | 0.18167 | 0.21894 | 0.57763 | 0.49597 | 0.87492 | 0.46593 | 0.033912 | 0.36945 | 0.33712 | 0.31613 | 0.093689 | 0.27613 | 0.58393 | 0.73516 | 0.011459 | 0.00724 | 0.28134 | 0.37027 | 0.035324 | 0.73806 | 0.077574 | 0.37277 | 0.58807 | 0.031768 | 0.30532 | 0.047345 | 0.51418 | 0.58147 | 0.046676 | 0.092601 | 0.30823 | 0.76515 | 0.57997 | 0.83583 | 0.55129 | 0.42969 | 0.56142 | 0.53045 | 0.67449 | 0.62718 | 0.59643 | 5.2e-05 | 0.000421 | 0.26587 | 0.12416 | 0.22991 | 0.45012 | 0.11718 | 0.49339 | 0.03567 | 0.55173 | 0.11987 | 0.50962 | 0.30412 | 0.003461 | 0 | 0.068283 | 0.16633 | 0.23715 | 0.032962 | 0.27276 | 0.54621 | 0.49151 | 0.52475 | 0.30279 | 0.071122 | 0.42727 | 0.023608 | 0.54156 | 0.00313 | 0.006046 | 0.39584 | 8e-06 | 0.26829 | 0.43612 | 0.56509 | 0.44769 | 0.082371 | 0.60105 | 0.38301 | 0.076909 | 0.60828 | 0.53047 | 0.13728 | 0.051346 | 0.26368 | 0.21403 | 0.21556 | 0.10406 | 0.13518 | 0.47027 | 0.5288 | 0.379 | 0.31436 | 0.10198 | 0.41802 | 0.000721 | 0.004816 | 0.3036 | 0.34205 | 0.53064 | 0.37767 | 0.57312 | 0.00659 | 0.21405 | 0.3999 | 0.12883 | 0.091334 | 0.008188 | 0.11168 | 0.07682 | 0.28136 | 0.000234 | 0.38159 | 0.44956 | 0.40908 | 0.43301 | 0.1379 | 0.1707 | 0.55737 | 0.30808 | 0.22937 | 0.082496 | 0.048125 | 0.1044 | 0.000645 | 0.007347 | 0.015181 | 0.27215 | 0.2504 | 0.13904 | 0.21563 | 0.43612 | 0.090266 | 0.20879 | 0.4807 | 0.047972 | 0.083449 | 0.24363 | 0.36711 | 0.12577 | 0.53222 | 0.25828 | 0.24135 | 0.24435 | 0.1139 | 0.061317 | 0.23719 | 6.3e-05 | 0.19028 | 0.052262 | 0.14547 | 0.12365 | 0.087774 | 0.1944 | 0.60487 | 0.56077 | 0.32078 | 0.033738 | 0.014644 | 0.39279 | 0.001818 | 0.016517 | 0.044646 | 0.49904 | 0.19433 | 0.06158 | 2.3e-05 | 0.061011 | 0.018791 | 0.52 | 0.58201 | 0.025695 | 0.64703 | 0.29732 | 0.22305 | 0.46185 | 0.081338 | 0.031825 | 0.37899 | 0.1903 | 0.12967 | 0.28969 | 0.23906 | 0.027211 | 0.214 | 0.016011 | 0.2503 | 0.063845 | 0.063913 | 0 | 0.49409 | 0.38207 | 0.55312 | 0.54893 | 0.13196 | 0.11114 | 0.003709 | 0.33279 | 0.038681 | 0.059938 | 0.48703 | 0.63321 | 0.051171 | 0.000275 | 0.052415 | 0.29378 | 0.2813 | 0.22349 | 0.099372 | 0.26122 | 0.51361 | 0.3018 | 0.65186 | 0.003055 | 0.017375 | 0.18849 | 0.010261 | 0.19885 | 0.53576 | 0.38709 | 0.073539 | 0.049317 | 0.17658 | 0.066249 | 0.74372 | 0.042885 | 0.55518 | 0.58512 | 0.040755 | 0.22725 | 0.039318 | 0.14498 | 0.000284 | 0.001624 | 0.42968 | 0.8032 | 0.19029 | 0.34458 | 0.2391 | 0.67619 | 0.078489 | 0.78316 | 0.72356 | 0.049063 | 0.73127 | 0.73777 | 0.65396 | 0.42645 | 0.074107 | 0.57031 | 0.007956 | 0.015354 | 0.22468 | 0.17195 | 0.44252 | 0.30954 | 0.29184 | 0.31461 | 0.28958 | 0.10749 | 0.036613 | 0.5236 | 0.030471 | 0.071495 | 0.012848 | 0.003188 | 0.030765 | 0.3288 | 0.16179 | 0.3019 | 0.93462 | 0.7628 | 0.15627 | 0.068717 | 0.10719 | 0.10249 | 0.005355 | 0.025161 | 0.008172
14 | 0.082283 | 0.39344 | 0.77722 | 0.14929 | 0.10066 | 0.62597 | 0.81766 | 0.007396 | 0.36768 | 0.97245 | 0.6992 | 0.49151 | 0.87813 | 0.24731 | 0.73809 | 0.51811 | 0.5236 | 0.63941 | 0.86365 | 0.13201 | 0.90796 | 0.31983 | 0.006076 | 0.90885 | 0.49975 | 0.57032 | 0.079363 | 0.087469 | 0.75142 | 0.031422 | 0.000389 | 0.00857 | 0.33122 | 0.035194 | 0.003102 | 0.001007 | 0 | 0.029199 | 0.38673 | 0.059352 | 0.008456 | 0.56491 | 0.052019 | 0.29622 | 0.25828 | 0.9611 | 0.62373 | 0.64994 | 0.79224 | 0.47059 | 0.46572 | 0.8208 | 0.37527 | 0.10779 | 0.59674 | 0.33223 | 0.24658 | 0.2788 | 0.27615 | 0.10065 | 0.000325 | 0.29915 | 0.38219 | 0.16637 | 0.75685 | 0.006211 | 0.11114 | 0.86551 | 0.48249 | 0.18033 | 0.26365 | 0.57885 | 0.022734 | 0.6261 | 0.48574 | 0.71594 | 0.83727 | 0.22439 | 0.23232 | 0.016951 | 0.23203 | 0.32012 | 0.00236 | 0.035357 | 0.45669 | 0.1561 | 0.24828 | 0.52877 | 0.46732 | 0.79051 | 0.45927 | 0.025915 | 0.60589 | 0.29671 | 0.24105 | 0.10816 | 0.26868 | 0.48049 | 0.65711 | 0.001768 | 0.002455 | 0.16852 | 0.3288 | 0.059815 | 0.61803 | 0.050689 | 0.29392 | 0.40166 | 0.04066 | 0.235 | 0.006522 | 0.36408 | 0.43978 | 0.053384 | 0.040029 | 0.18201 | 0.80272 | 0.54366 | 0.85853 | 0.69436 | 0.41357 | 0.36147 | 0.37895 | 0.50695 | 0.47476 | 0.37275 | 7.9e-05 | 0.001397 | 0.15107 | 0.10646 | 0.20933 | 0.54915 | 0.13837 | 0.25746 | 0.014471 | 0.33523 | 0.051868 | 0.38506 | 0.076288 | 0.001179 | 0.002355 | 0.020464 | 0.06794 | 0.080947 | 0.035171 | 0.10315 | 0.26236 | 0.3041 | 0.27914 | 0.19304 | 0.026709 | 0.17413 | 0.069043 | 0.29865 | 0.000936 | 0.001941 | 0.43355 | 0.002793 | 0.33538 | 0.5 | 0.31772 | 0.27279 | 0.15739 | 0.40718 | 0.079181 | 0.093486 | 0.32286 | 0.254 | 0.016259 | 0.013784 | 0.12092 | 0.19683 | 0.078818 | 0.065944 | 0.053908 | 0.30507 | 0.26779 | 0.18583 | 0.36929 | 0.002398 | 0.14318 | 0.00125 | 0.048257 | 0.093687 | 0.098004 | 0.26401 | 0.20573 | 0.30182 | 0.029768 | 0.09922 | 0.19816 | 0.03329 | 0.011348 | 4.6e-05 | 0.031 | 0.073575 | 0.12872 | 0.000295 | 0.21842 | 0.24819 | 0.22797 | 0.21808 | 0.060961 | 0.059333 | 0.35202 | 0.11951 | 0.056807 | 0.046412 | 0.015096 | 0.072213 | 0.002789 | 0.003739 | 0.00034 | 0.13208 | 0.097401 | 0.10852 | 0.18867 | 0.21812 | 0.051173 | 0.20331 | 0.27361 | 0.035847 | 0.040805 | 0.11951 | 0.20529 | 0.098422 | 0.29629 | 0.12408 | 0.13667 | 0.11979 | 0.074117 | 0.039659 | 0.14897 | 0 | 0.13234 | 0.053549 | 0.0832 | 0.11128 | 0.068165 | 0.12946 | 0.51525 | 0.41368 | 0.2604 | 0.03619 | 0.027102 | 0.3555 | 0.006863 | 0.016689 | 0.029563 | 0.40902 | 0.12146 | 0.051895 | 0.000161 | 0.009024 | 0.00934 | 0.45159 | 0.48635 | 0.012175 | 0.59821 | 0.20996 | 0.19678 | 0.2769 | 0.059958 | 0.047604 | 0.27868 | 0.18212 | 0.10252 | 0.26371 | 0.23924 | 0.038372 | 0.2106 | 0.003539 | 0.19311 | 0.072193 | 0.088588 | 0.000193 | 0.50694 | 0.3018 | 0.54054 | 0.52615 | 0.13545 | 0.058757 | 0.001973 | 0.33713 | 0.045389 | 0.059186 | 0.46774 | 0.61189 | 0.016576 | 0.001545 | 0.052238 | 0.22501 | 0.33932 | 0.20825 | 0.087666 | 0.28008 | 0.47739 | 0.22247 | 0.58147 | 0.003896 | 0.026718 | 0.22345 | 0.002357 | 0.14375 | 0.43353 | 0.35346 | 0.065847 | 0.07925 | 0.16516 | 0.077618 | 0.77159 | 0.077681 | 0.55983 | 0.57529 | 0.055683 | 0.25162 | 0.037263 | 0.13716 | 0.000314 | 0.039646 | 0.47252 | 0.82759 | 0.11189 | 0.30179 | 0.25503 | 0.66496 | 0.049479 | 0.72239 | 0.7485 | 0.10418 | 0.76421 | 0.7422 | 0.65033 | 0.36515 | 0.071356 | 0.54526 | 0.036281 | 0.080363 | 0.20532 | 0.17945 | 0.37265 | 0.28525 | 0.31227 | 0.24022 | 0.31559 | 0.13792 | 0.020576 | 0.47733 | 0.06264 | 0.10096 | 0.007781 | 0.003036 | 0.052054 | 0.30993 | 0.17741 | 0.32975 | 0.94498 | 0.81186 | 0.13449 | 0.065824 | 0.12988 | 0.067955 | 0.003015 | 0.01532 | 0.004663
15 | 0.078617 | 0.42712 | 0.79067 | 0.14885 | 0.090118 | 0.62258 | 0.7923 | 0.016774 | 0.39028 | 0.95349 | 0.7653 | 0.3936 | 0.90131 | 0.15088 | 0.81558 | 0.41974 | 0.55671 | 0.57222 | 0.86201 | 0.054376 | 0.91195 | 0.1663 | 0.007526 | 0.89515 | 0.45382 | 0.63552 | 0.086473 | 0.16037 | 0.77895 | 0.004627 | 5.2e-05 | 0.017557 | 0.31891 | 0.042645 | 0.003926 | 0.000585 | 2e-06 | 0.029329 | 0.45093 | 0.090545 | 0.010924 | 0.55026 | 0.1241 | 0.23032 | 0.087447 | 0.92763 | 0.60489 | 0.60132 | 0.83105 | 0.39281 | 0.63555 | 0.74899 | 0.26328 | 0.072207 | 0.58418 | 0.26041 | 0.15066 | 0.21246 | 0.18035 | 0.047647 | 0.000288 | 0.24617 | 0.29953 | 0.14114 | 0.66409 | 0.036443 | 0.076076 | 0.80227 | 0.3802 | 0.11122 | 0.12061 | 0.34451 | 0.072572 | 0.42509 | 0.4042 | 0.53474 | 0.92073 | 0.26369 | 0.18211 | 0.001788 | 0.2064 | 0.16133 | 0.004337 | 0.014989 | 0.37526 | 0.23202 | 0.47562 | 0.25828 | 0.28581 | 0.79063 | 0.57561 | 0.043777 | 0.69671 | 0.11863 | 0.062425 | 0.075576 | 0.55354 | 0.28765 | 0.37496 | 0.00016 | 0.000127 | 0.038149 | 0.24841 | 0.11846 | 0.40165 | 0.19495 | 0.13867 | 0.10476 | 0.058435 | 0.06801 | 0.001207 | 0.16985 | 0.43893 | 0.072611 | 0.016327 | 0.13737 | 0.86681 | 0.69998 | 0.95621 | 0.87369 | 0.60085 | 0.33375 | 0.17241 | 0.36128 | 0.32054 | 0.11879 | 0.010709 | 0.002795 | 0.087469 | 0.066932 | 0.20841 | 0.63787 | 0.23715 | 0.1768 | 0.059064 | 0.32053 | 0.043256 | 0.20722 | 0.003645 | 0.005544 | 0.032738 | 0.01249 | 0.01612 | 0.000123 | 0.008697 | 0.014666 | 0.12221 | 0.21052 | 0.20325 | 0.13311 | 0.007741 | 0.18443 | 0.1071 | 0.28037 | 0.001729 | 6.7e-05 | 0.62885 | 0.020302 | 0.30183 | 0.66324 | 0.13256 | 0.092367 | 0.20723 | 0.54141 | 0.031414 | 0.16851 | 0.35004 | 0.25133 | 0.033497 | 0.018285 | 0.011855 | 0.066963 | 0.021173 | 0.03111 | 0.029856 | 0.27354 | 0.11168 | 0.10623 | 0.44216 | 2e-06 | 0.037859 | 0.002236 | 0.11806 | 0.055515 | 0.011015 | 0.13723 | 0.073633 | 0.20999 | 0.053187 | 0.061811 | 0.043564 | 0.010081 | 0.002006 | 6.1e-05 | 0.026369 | 0.041848 | 0.1086 | 0.000261 | 0.11213 | 0.10718 | 0.034816 | 0.074348 | 0.022183 | 0.029973 | 0.21899 | 0.047933 | 0.019424 | 0.016472 | 0.000781 | 0.028915 | 0.008343 | 0.009821 | 0.011329 | 0.071308 | 4.5e-05 | 0.020699 | 0.094338 | 0.086331 | 0.029225 | 0.077403 | 0.077945 | 0.044982 | 0.011525 | 0.008458 | 0.022697 | 0.034765 | 0.11283 | 0.047117 | 0.022086 | 0.03421 | 0.007837 | 0.008182 | 0.09317 | 0 | 0.069115 | 0.034748 | 0.071136 | 0.091533 | 0.014074 | 0.13285 | 0.2945 | 0.14466 | 0.18532 | 0.04739 | 0.013832 | 0.19493 | 0.00884 | 0.050862 | 0.006709 | 0.11779 | 0.053894 | 0.020137 | 0.001295 | 0.000487 | 0.003289 | 0.18956 | 0.23925 | 0.005427 | 0.29952 | 0.088748 | 0.077557 | 0.071116 | 0.052794 | 0.060665 | 0.13955 | 0.079465 | 0.021992 | 0.10996 | 0.11754 | 0.031926 | 0.12696 | 0.000167 | 0.092999 | 0.022303 | 0.063311 | 0.000291 | 0.35087 | 0.14981 | 0.38149 | 0.29691 | 0.090881 | 0.027333 | 0.001615 | 0.23014 | 0.028234 | 0.055372 | 0.3492 | 0.46676 | 0.0015 | 0.003464 | 0.042813 | 0.12966 | 0.32015 | 0.1949 | 0.023545 | 0.26146 | 0.39027 | 0.13707 | 0.37497 | 0.005807 | 0.034412 | 0.26078 | 0.000218 | 0.11854 | 0.36709 | 0.31554 | 0.053771 | 0.12453 | 0.18655 | 0.066724 | 0.73131 | 0.11216 | 0.52954 | 0.43076 | 0.068294 | 0.25446 | 0.036145 | 0.13307 | 9e-05 | 0.15293 | 0.48894 | 0.82702 | 0.081119 | 0.24489 | 0.27353 | 0.65396 | 0.053131 | 0.68067 | 0.74852 | 0.1446 | 0.78678 | 0.74283 | 0.64586 | 0.20722 | 0.064335 | 0.47734 | 0.062349 | 0.20529 | 0.1715 | 0.18564 | 0.32789 | 0.25824 | 0.33414 | 0.20341 | 0.32066 | 0.18035 | 0.01042 | 0.40467 | 0.10506 | 0.12308 | 0.002427 | 0.002318 | 0.084741 | 0.28061 | 0.18192 | 0.24367 | 0.94393 | 0.82542 | 0.13737 | 0.053227 | 0.14788 | 0.061278 | 0.015967 | 0.014639 | 0.00215
16 | 0.056393 | 0.38416 | 0.73668 | 0.12926 | 0.095707 | 0.58633 | 0.70477 | 0.028742 | 0.33177 | 0.88777 | 0.76969 | 0.29952 | 0.8967 | 0.092025 | 0.89307 | 0.26538 | 0.46004 | 0.41307 | 0.79636 | 0.028754 | 0.86777 | 0.052235 | 0.00253 | 0.81337 | 0.33097 | 0.61538 | 0.031423 | 0.21151 | 0.74068 | 0.000943 | 0.000158 | 0.003337 | 0.1817 | 0.019052 | 0.005252 | 0 | 0.000147 | 0.016267 | 0.44769 | 0.087231 | 0.001969 | 0.36483 | 0.14279 | 0.15994 | 0.063422 | 0.80502 | 0.49143 | 0.45375 | 0.75502 | 0.21124 | 0.84181 | 0.83142 | 0.23203 | 0.12968 | 0.50196 | 0.10389 | 0.052529 | 0.10388 | 0.3146 | 0.066289 | 0.000846 | 0.14897 | 0.16575 | 0.066961 | 0.46186 | 0.053697 | 0.10466 | 0.64708 | 0.21601 | 0.23921 | 0.032565 | 0.27382 | 0.065387 | 0.33956 | 0.57032 | 0.27775 | 0.9497 | 0.29482 | 0.12207 | 0.014474 | 0.080485 | 0.067452 | 0.053466 | 0.009351 | 0.37983 | 0.39845 | 0.71622 | 0.14999 | 0.19678 | 0.83596 | 0.64452 | 0.080671 | 0.66408 | 0.032156 | 0.006852 | 0.076147 | 0.67931 | 0.44026 | 0.47332 | 0.000491 | 0.001283 | 0.00115 | 0.18324 | 0.1425 | 0.30145 | 0.29597 | 0.05054 | 0.030391 | 0.044726 | 0.047219 | 7e-06 | 0.15421 | 0.39833 | 0.033204 | 0.065711 | 0.22998 | 0.89535 | 0.761 | 0.97297 | 0.9007 | 0.62582 | 0.37269 | 0.17485 | 0.35468 | 0.34636 | 0.063609 | 0.034009 | 0.000233 | 0.1047 | 0.058033 | 0.23205 | 0.67668 | 0.2473 | 0.27038 | 0.12651 | 0.60829 | 0.077704 | 0.11514 | 4.6e-05 | 0.012422 | 0.051892 | 0.009821 | 0.003145 | 0.001058 | 0.007133 | 0.000302 | 0.15811 | 0.065117 | 0.051817 | 0.10791 | 0.001473 | 0.18845 | 0.084762 | 0.44767 | 0.012572 | 5e-06 | 0.50793 | 0.019051 | 0.10254 | 0.62074 | 0.086311 | 0.037144 | 0.18211 | 0.52703 | 0.007192 | 0.15773 | 0.23842 | 0.1506 | 0.046575 | 0.022729 | 0.00032 | 0.021391 | 0.009634 | 0.003672 | 0.034536 | 0.13876 | 0.053167 | 0.033695 | 0.35913 | 0.000121 | 0.031393 | 0.004575 | 0.14293 | 0.035093 | 0.01761 | 0.13226 | 0.049179 | 0.10774 | 0.044481 | 0.023603 | 0.013218 | 0.000597 | 0.004192 | 2.1e-05 | 0.035042 | 0.020769 | 0.082577 | 0.000891 | 0.086411 | 0.086339 | 0.001938 | 0.064283 | 0.007369 | 0.060417 | 0.080579 | 0.003113 | 0.01756 | 0.00246 | 6.3e-05 | 0.0027 | 0.014406 | 0.012204 | 0.047518 | 0.069014 | 0.00021 | 0.003956 | 0.047814 | 0.026718 | 0.013418 | 0.025756 | 0.031443 | 0.028163 | 0.015317 | 4e-05 | 0.002369 | 0.005381 | 0.10372 | 0.045256 | 0.006586 | 0.014221 | 5.2e-05 | 0.00396 | 0.036673 | 2.4e-05 | 0.010828 | 0.021146 | 0.058738 | 0.053274 | 0.003365 | 0.093998 | 0.30934 | 0.065597 | 0.22195 | 0.028881 | 0.009456 | 0.12526 | 5.7e-05 | 0.087605 | 0.000669 | 0.037019 | 0.060191 | 0.009478 | 0.003798 | 4.6e-05 | 9e-06 | 0.14481 | 0.085078 | 0.001256 | 0.071889 | 0.003765 | 2.7e-05 | 0.013607 | 0.040203 | 0.083493 | 0.14211 | 0.029339 | 8e-05 | 0.008519 | 0.037186 | 0.000237 | 0.037156 | 1e-06 | 0.059551 | 0.005067 | 0.068036 | 0.000766 | 0.24604 | 0.082825 | 0.48893 | 0.025125 | 0.010831 | 0.008997 | 0.002275 | 0.034922 | 0.010284 | 0.17588 | 0.11296 | 0.18739 | 1.4e-05 | 0.00015 | 0.015068 | 0.045257 | 0.16119 | 0.062601 | 0.000791 | 0.1306 | 0.22903 | 0.035201 | 0.19602 | 0.000161 | 0.024126 | 0.17128 | 0 | 0.1107 | 0.3614 | 0.20436 | 0.091297 | 0.090222 | 0.14304 | 0.025414 | 0.56403 | 0.068371 | 0.36554 | 0.14869 | 0.055277 | 0.23205 | 0.018405 | 0.06837 | 7.2e-05 | 0.16931 | 0.39784 | 0.76135 | 0.053923 | 0.15857 | 0.18796 | 0.52585 | 0.13389 | 0.61504 | 0.77437 | 0.14244 | 0.75867 | 0.64299 | 0.55027 | 0.049168 | 0.045658 | 0.33121 | 0.081859 | 0.21207 | 0.11114 | 0.17589 | 0.27398 | 0.19428 | 0.24591 | 0.10954 | 0.25827 | 0.19612 | 0.010405 | 0.57551 | 0.12955 | 0.086659 | 0.00051 | 0.000901 | 0.098297 | 0.20294 | 0.17109 | 0.13316 | 0.94925 | 0.78653 | 0.12418 | 0.042747 | 0.10262 | 0.064586 | 0.059161 | 0.011707 | 0.001999
17 | 0.081151 | 0.22012 | 0.60829 | 0.11242 | 0.18868 | 0.58785 | 0.5583 | 0.00773 | 0.23922 | 0.88564 | 0.73128 | 0.40674 | 0.90272 | 0.087657 | 0.92417 | 0.24568 | 0.37382 | 0.22413 | 0.63482 | 0.045185 | 0.77226 | 0.01217 | 0.000374 | 0.75909 | 0.13928 | 0.66021 | 0.000134 | 0.34207 | 0.73973 | 0.004128 | 4.6e-05 | 0 | 0.024651 | 0.004409 | 0.003933 | 0 | 3e-05 | 0.024456 | 0.46186 | 0.14256 | 5.4e-05 | 0.17176 | 0.14897 | 0.32408 | 0.16614 | 0.65101 | 0.40484 | 0.79947 | 0.92346 | 0.22578 | 0.88434 | 0.92725 | 0.46184 | 0.30463 | 0.67617 | 0.15456 | 0.10409 | 0.097074 | 0.59274 | 0.093026 | 0.001093 | 0.14196 | 0.079926 | 0.10242 | 0.57032 | 0.034279 | 0.13143 | 0.43657 | 0.076113 | 0.35915 | 0.026722 | 0.51326 | 0.041283 | 0.42455 | 0.58989 | 0.30938 | 0.94448 | 0.2043 | 0.1034 | 0.031984 | 0.051913 | 0.059904 | 0.13568 | 0.005499 | 0.49461 | 0.44106 | 0.70122 | 0.1569 | 0.21913 | 0.8055 | 0.59694 | 0.10947 | 0.59494 | 0.00965 | 0.000197 | 0.094194 | 0.72562 | 0.37516 | 0.39243 | 0.006302 | 0.007759 | 0.000351 | 0.15066 | 0.16902 | 0.14169 | 0.26096 | 0.016 | 0.00375 | 0.021056 | 0.074432 | 2.5e-05 | 0.12385 | 0.23205 | 0.013109 | 0.098398 | 0.34126 | 0.91763 | 0.77722 | 0.97486 | 0.90061 | 0.63807 | 0.27557 | 0.15616 | 0.36162 | 0.24187 | 0.012037 | 0.070006 | 0 | 0.094521 | 0.069412 | 0.24313 | 0.67681 | 0.23517 | 0.25023 | 0.1704 | 0.62261 | 0.11464 | 0.064922 | 3.8e-05 | 0.023042 | 0.083065 | 0.01299 | 0 | 0.002144 | 0.004773 | 0 | 0.1522 | 0.001083 | 0.001375 | 0.072905 | 1.1e-05 | 0.14523 | 0.028057 | 0.5323 | 0.041171 | 3.7e-05 | 0.31281 | 0.015986 | 0.036775 | 0.54016 | 0.061676 | 0.013859 | 0.12613 | 0.37659 | 5.1e-05 | 0.13903 | 0.14221 | 0.076306 | 0.057843 | 0.018269 | 2.3e-05 | 0.011672 | 0.005232 | 3.1e-05 | 0.034288 | 0.032767 | 0.006536 | 0.002833 | 0.22485 | 0.00419 | 0.040051 | 0.000392 | 0.13519 | 0.022548 | 0.019082 | 0.13459 | 0.060925 | 0.02821 | 0.02543 | 0.010725 | 0.032699 | 0 | 0.015153 | 2e-06 | 0.040905 | 0.030597 | 0.068598 | 0.003256 | 0.082003 | 0.025389 | 6.4e-05 | 0.031956 | 0.000682 | 0.084854 | 0.000839 | 3.3e-05 | 0.004786 | 1e-06 | 0.000244 | 0.001239 | 0.019759 | 0.005431 | 0.059655 | 0.057909 | 0.002987 | 0.005998 | 0.026113 | 0.00378 | 0.004583 | 0.010911 | 0.009554 | 0.014591 | 0.00886 | 2.8e-05 | 0.004858 | 5.9e-05 | 0.071469 | 0.031952 | 0.001645 | 0.007405 | 3.3e-05 | 0.000606 | 0.001636 | 0.000943 | 7.4e-05 | 0.014643 | 0.006971 | 0.011299 | 0.001432 | 0.057382 | 0.21403 | 0.021115 | 0.18432 | 0.01564 | 0.00375 | 0.11291 | 0 | 0.10799 | 0 | 0.020997 | 0.054258 | 0.011423 | 0.006988 | 1e-06 | 0 | 0.19752 | 0.087937 | 0.000105 | 0.0403 | 0.000327 | 1e-06 | 0.032943 | 0.028585 | 0.11944 | 0.13328 | 0.051316 | 0 | 0.011413 | 0.032564 | 0.001801 | 9e-05 | 0.000402 | 0.059493 | 0.052563 | 0.063123 | 0.017317 | 0.15875 | 0.097546 | 0.53397 | 0 | 7.8e-05 | 0.01223 | 0.004324 | 0.012825 | 0.04756 | 0.22217 | 0.009727 | 0.025152 | 0.009302 | 0 | 0.001857 | 0.027298 | 0.21788 | 0.000711 | 5.2e-05 | 0.070019 | 0.13013 | 0 | 0.31358 | 0.000923 | 0.028556 | 0.10631 | 0 | 0.11298 | 0.28131 | 0.24272 | 0.15282 | 0.047478 | 0.1273 | 0.000108 | 0.41426 | 0.032436 | 0.30464 | 0.43355 | 0.039397 | 0.19495 | 0.004091 | 0.030716 | 0.00386 | 0.22592 | 0.46186 | 0.74327 | 0.034167 | 0.069084 | 0.13741 | 0.46616 | 0.32676 | 0.73826 | 0.937 | 0.29378 | 0.66752 | 0.42038 | 0.37276 | 0.024369 | 0.043717 | 0.22287 | 0.18937 | 0.11192 | 0.032123 | 0.1162 | 0.20981 | 0.086206 | 0.10172 | 0.044283 | 0.12254 | 0.13918 | 0.010149 | 0.71359 | 0.34447 | 0.028779 | 1.3e-05 | 0.000166 | 0.090295 | 0.071261 | 0.15629 | 0.12047 | 0.95461 | 0.65962 | 0.06796 | 0.037586 | 0.027852 | 0.080953 | 0.099778 | 0.007246 | 0.001263
18 | 0.10236 | 0.16758 | 0.65396 | 0.088544 | 0.29917 | 0.59638 | 0.34448 | 0.001055 | 0.26805 | 0.91434 | 0.71761 | 0.53479 | 0.92758 | 0.18033 | 0.92526 | 0.43613 | 0.55278 | 0.3329 | 0.58639 | 0.034714 | 0.75681 | 0.014809 | 3.6e-05 | 0.81197 | 0.03733 | 0.84979 | 0.003456 | 0.47734 | 0.79765 | 0.010873 | 1e-06 | 0 | 1e-06 | 0.00029 | 0.00019 | 0 | 0.000445 | 0.066729 | 0.69672 | 0.29689 | 0 | 0.09027 | 0.12967 | 0.63552 | 0.27542 | 0.62885 | 0.58147 | 0.88186 | 0.94369 | 0.35443 | 0.88578 | 0.94084 | 0.61631 | 0.45905 | 0.79497 | 0.26888 | 0.090526 | 0.076198 | 0.64498 | 0.012739 | 0.000105 | 0.19493 | 0.043542 | 0.13449 | 0.55027 | 0.017165 | 0.13876 | 0.39027 | 0.063715 | 0.57032 | 0.023576 | 0.59301 | 0.029211 | 0.5533 | 0.57236 | 0.37028 | 0.93031 | 0.10617 | 0.10072 | 0.017017 | 0.083059 | 0.087264 | 0.21878 | 0.002404 | 0.46862 | 0.43738 | 0.62261 | 0.16997 | 0.3018 | 0.73744 | 0.55026 | 0.15091 | 0.53888 | 0.004755 | 0 | 0.087708 | 0.73131 | 0.28133 | 0.28572 | 0.035577 | 0.015825 | 0.000181 | 0.16137 | 0.19029 | 0.090407 | 0.19897 | 0.004569 | 0.000636 | 0.000308 | 0.098091 | 0.008472 | 0.1331 | 0.12462 | 0.002561 | 0.13874 | 0.44767 | 0.93002 | 0.77434 | 0.97331 | 0.88889 | 0.65962 | 0.20619 | 0.11593 | 0.31273 | 0.11292 | 0.000316 | 0.12968 | 0 | 0.067084 | 0.10354 | 0.21986 | 0.61961 | 0.21406 | 0.2221 | 0.20074 | 0.52 | 0.09666 | 0.065082 | 0.005737 | 0.048339 | 0.1436 | 0.02611 | 7e-06 | 0.002625 | 0.003032 | 0 | 0.13493 | 0 | 0.00486 | 0.053889 | 1e-06 | 0.12713 | 0.001109 | 0.59526 | 0.078021 | 0.000789 | 0.17124 | 0.025652 | 0.010769 | 0.44794 | 0.051894 | 0.001064 | 0.05126 | 0.25645 | 0.001161 | 0.1614 | 0.10074 | 0.058557 | 0.070863 | 0.011639 | 9.5e-05 | 0.00763 | 0.00075 | 0 | 0.030093 | 0.001465 | 0.000308 | 1.1e-05 | 0.15388 | 0.008833 | 0.04117 | 3.5e-05 | 0.12309 | 0.026375 | 0.016579 | 0.11521 | 0.079802 | 0.003387 | 0.006853 | 0.007596 | 0.05756 | 0 | 0.011164 | 3.1e-05 | 0.045259 | 0.048479 | 0.058403 | 0.005314 | 0.084617 | 0.001128 | 2e-06 | 0.007393 | 1.5e-05 | 0.099205 | 0.000242 | 0.019544 | 1e-06 | 0 | 0.018761 | 0.009531 | 0.029843 | 0.005426 | 0.066275 | 0.052553 | 0.011706 | 0.013122 | 0.009767 | 0.000157 | 0.005162 | 0.004031 | 0.00355 | 0.006453 | 0.006758 | 0.002169 | 0.016764 | 0.001035 | 0.03255 | 0.018814 | 1e-06 | 0.00164 | 0.000228 | 0 | 4e-06 | 0.006812 | 0 | 0.011952 | 0 | 0.000381 | 0.000579 | 0.050832 | 0.12366 | 0.004524 | 0.15576 | 0.026659 | 0.000829 | 0.094635 | 0 | 0.11947 | 0 | 0.010241 | 0.044052 | 0.009841 | 0.004995 | 0 | 0 | 0.12253 | 0.079002 | 0 | 0.011093 | 0 | 0.001557 | 0.043901 | 0.019858 | 0.22838 | 0.086573 | 0.048496 | 0 | 0.012471 | 0.031388 | 0.019538 | 0.001107 | 0.016642 | 0.033702 | 0.098104 | 0.057897 | 0.055894 | 0.1007 | 0.11116 | 0.44255 | 0 | 0 | 0.071239 | 0.00769 | 0.005613 | 0.23124 | 0.19285 | 0.016732 | 0.009669 | 2e-06 | 1e-06 | 0.00204 | 0.017463 | 0.22453 | 9e-06 | 8e-06 | 0.026454 | 0.12278 | 0.000105 | 0.20568 | 0.002368 | 0.018428 | 0.12488 | 1e-06 | 0.060626 | 0.1563 | 0.36475 | 0.15782 | 0.018898 | 0.026058 | 0 | 0.42201 | 0.019512 | 0.33923 | 0.3764 | 0.007805 | 0.18645 | 2e-06 | 0.019798 | 0.017584 | 0.3045 | 0.4567 | 0.79545 | 0.029625 | 0.02644 | 0.08728 | 0.55279 | 0.42232 | 0.77918 | 0.9684 | 0.55027 | 0.58478 | 0.27907 | 0.41798 | 0.006808 | 0.046571 | 0.18544 | 0.30566 | 0.031422 | 0.01889 | 0.087934 | 0.25891 | 0.005532 | 0.020829 | 0.00019 | 0.011421 | 0.032123 | 0.003386 | 0.73322 | 0.45796 | 0.010231 | 1.3e-05 | 4.9e-05 | 0.067413 | 0.009107 | 0.26103 | 0.17631 | 0.95775 | 0.58148 | 0.016264 | 0.035856 | 0.005142 | 0.12652 | 0.1189 | 0.001219 | 0
19 | 0.13424 | 0.07735 | 0.73926 | 0.089875 | 0.34529 | 0.53888 | 0.13894 | 4.7e-05 | 0.2111 | 0.93163 | 0.67452 | 0.58748 | 0.94983 | 0.37426 | 0.89921 | 0.52242 | 0.58375 | 0.37275 | 0.67004 | 0.084468 | 0.83045 | 0.002769 | 1.1e-05 | 0.83487 | 0.012541 | 0.91572 | 0.060777 | 0.57896 | 0.64465 | 0.003459 | 7e-06 | 5e-05 | 0 | 0 | 0.00051 | 0 | 0.001997 | 0.12994 | 0.87111 | 0.32089 | 5e-06 | 0.08722 | 0.1202 | 0.805 | 0.32313 | 0.67052 | 0.67721 | 0.85543 | 0.93575 | 0.4463 | 0.89545 | 0.93093 | 0.71027 | 0.54395 | 0.77222 | 0.25452 | 0.064354 | 0.020851 | 0.57529 | 0.001062 | 0.000439 | 0.24133 | 0.013085 | 0.12661 | 0.33506 | 0.02851 | 0.11428 | 0.32288 | 0.082125 | 0.83369 | 0.012144 | 0.63635 | 0.030847 | 0.66725 | 0.54763 | 0.54356 | 0.90429 | 0.042625 | 0.13044 | 2e-06 | 0.17641 | 0.15758 | 0.30642 | 0.001628 | 0.36632 | 0.43412 | 0.54894 | 0.23535 | 0.48636 | 0.64867 | 0.56544 | 0.18725 | 0.49492 | 0.007614 | 1e-06 | 0.078965 | 0.73806 | 0.2183 | 0.30179 | 0.11117 | 0.028945 | 0.000914 | 0.20726 | 0.18392 | 0.073655 | 0.14313 | 0.001505 | 0.005627 | 0.01671 | 0.096712 | 0.037214 | 0.22598 | 0.064948 | 0.000796 | 0.18211 | 0.54141 | 0.93328 | 0.77364 | 0.96771 | 0.87497 | 0.6691 | 0.1564 | 0.078635 | 0.27387 | 0.044764 | 0.000486 | 0.2053 | 0 | 0.041177 | 0.14924 | 0.23131 | 0.5365 | 0.18648 | 0.20532 | 0.214 | 0.38787 | 0.075288 | 0.09646 | 0.028679 | 0.090583 | 0.22563 | 0.049341 | 0.001055 | 0.004605 | 0.005076 | 1.4e-05 | 0.11379 | 7e-06 | 0.018987 | 0.046568 | 1e-06 | 0.12482 | 2.7e-05 | 0.66633 | 0.13583 | 0.014401 | 0.08287 | 0.037662 | 0.005881 | 0.3616 | 0.041183 | 1.7e-05 | 0.004413 | 0.1715 | 0.033256 | 0.19678 | 0.079576 | 0.066521 | 0.087625 | 0.007006 | 0.00025 | 0.010134 | 0.000231 | 0.001222 | 0.018042 | 2.5e-05 | 8.3e-05 | 0 | 0.14045 | 0.020255 | 0.039455 | 1e-06 | 0.11516 | 0.025506 | 0.012547 | 0.08043 | 0.086752 | 0.001898 | 0.002385 | 0.006005 | 0.07114 | 0.004786 | 0.035099 | 0.000711 | 0.053307 | 0.069947 | 0.073133 | 0.018531 | 0.086288 | 2e-05 | 0 | 0.000696 | 0.010593 | 0.1297 | 0.034306 | 0.10185 | 1e-06 | 0.007206 | 0.041387 | 0.024433 | 0.052993 | 0.009246 | 0.071131 | 0.060552 | 0.023362 | 0.021352 | 6e-06 | 0 | 0.007664 | 0.000913 | 0.001712 | 0.003679 | 0.012908 | 0.026817 | 0.041019 | 0.025244 | 0.010505 | 0.007143 | 0 | 0.000148 | 0.018276 | 0 | 1.1e-05 | 0.035735 | 0 | 0.009345 | 0.00021 | 2e-05 | 0.000148 | 0.073492 | 0.075235 | 0.000725 | 0.10751 | 0.048319 | 0.000384 | 0.077489 | 0.002982 | 0.10484 | 0 | 0.005869 | 0.042621 | 0.007245 | 0.001706 | 0 | 0 | 0.062735 | 0.058015 | 0 | 0.002149 | 0 | 0.011845 | 0.043403 | 0.003191 | 0.3469 | 0.038146 | 0.032416 | 0 | 0.023421 | 0.041178 | 0.059996 | 0.016181 | 0.068098 | 0.021152 | 0.15734 | 0.056131 | 0.078549 | 0.082536 | 0.13132 | 0.4005 | 0.000126 | 0 | 0.13134 | 0.010047 | 0.000434 | 0.48367 | 0.16571 | 0.034802 | 0.011254 | 1.2e-05 | 0 | 6.8e-05 | 0.009342 | 0.18469 | 6e-05 | 1e-05 | 0.00935 | 0.02512 | 0.010096 | 0.1247 | 0.002149 | 0.012851 | 0.12036 | 2.4e-05 | 0.018443 | 0.053652 | 0.43355 | 0.11492 | 0.001123 | 0.001482 | 0 | 0.46489 | 0.014089 | 0.30279 | 0.14215 | 0.003851 | 0.18417 | 0 | 0.005618 | 0.005277 | 0.32052 | 0.44949 | 0.7189 | 0.031407 | 0.001847 | 0.050566 | 0.56402 | 0.37526 | 0.71781 | 0.97418 | 0.60985 | 0.55182 | 0.18213 | 0.48021 | 0.00167 | 0.048915 | 0.1174 | 0.29377 | 0.010068 | 0.010482 | 0.053333 | 0.27233 | 0.00132 | 0.001357 | 0.000956 | 2e-05 | 6.5e-05 | 0.000221 | 0.7144 | 0.46574 | 0.005844 | 0.000109 | 0 | 0.028156 | 0.003524 | 0.60127 | 0.1466 | 0.95504 | 0.46877 | 0.029091 | 0.034266 | 0.014947 | 0.19492 | 0.12464 | 0.000321 | 0
20 | 0.17768 | 0.023541 | 0.70613 | 0.13367 | 0.34978 | 0.46168 | 0.016662 | 0 | 0.13831 | 0.93903 | 0.5446 | 0.7577 | 0.95767 | 0.57261 | 0.87116 | 0.57999 | 0.52811 | 0.29803 | 0.61278 | 0.16921 | 0.80098 | 0.001665 | 2.5e-05 | 0.78821 | 0.008561 | 0.9257 | 0.12965 | 0.62746 | 0.4361 | 0.000303 | 0.005622 | 0.001224 | 0 | 0 | 0.001452 | 0 | 0.00236 | 0.21869 | 0.89723 | 0.26119 | 0.000773 | 0.14971 | 0.13253 | 0.85941 | 0.32574 | 0.716 | 0.72569 | 0.78095 | 0.92277 | 0.46473 | 0.91284 | 0.92596 | 0.7479 | 0.56298 | 0.69387 | 0.24478 | 0.047224 | 0.001648 | 0.47717 | 0.003017 | 0.000932 | 0.23195 | 0.001909 | 0.090547 | 0.22336 | 0.074124 | 0.065723 | 0.39026 | 0.11619 | 0.91829 | 0.002965 | 0.68389 | 0.03008 | 0.70629 | 0.51358 | 0.73636 | 0.87112 | 0.022752 | 0.20878 | 0 | 0.28385 | 0.26802 | 0.37352 | 0.001074 | 0.34337 | 0.42971 | 0.51226 | 0.24656 | 0.71639 | 0.52373 | 0.67465 | 0.17526 | 0.44512 | 0.016378 | 0.000341 | 0.071119 | 0.78784 | 0.1903 | 0.43256 | 0.26193 | 0.057988 | 0.010136 | 0.22049 | 0.17268 | 0.05851 | 0.11763 | 0.000162 | 0.020546 | 0.059585 | 0.073889 | 0.065521 | 0.42447 | 0.037664 | 0.000855 | 0.22511 | 0.66451 | 0.92514 | 0.774 | 0.96336 | 0.85168 | 0.67764 | 0.12649 | 0.049336 | 0.26582 | 0.018685 | 0.010404 | 0.27479 | 0 | 0.036019 | 0.14956 | 0.31971 | 0.4783 | 0.16924 | 0.21406 | 0.19031 | 0.28145 | 0.056939 | 0.14037 | 0.045623 | 0.14894 | 0.2995 | 0.072402 | 0.031392 | 0.016049 | 0.007711 | 0.000203 | 0.097483 | 0.002201 | 0.020663 | 0.037831 | 8e-06 | 0.1195 | 0 | 0.70818 | 0.22452 | 0.070559 | 0.044054 | 0.036104 | 0.036865 | 0.27657 | 0.023725 | 0.000487 | 0.000106 | 0.11225 | 0.079975 | 0.19028 | 0.092539 | 0.085179 | 0.10462 | 0.004675 | 0.000215 | 0.009853 | 0.001187 | 0.022698 | 0.018167 | 2e-06 | 0.004248 | 0 | 0.15701 | 0.040511 | 0.038202 | 0.000751 | 0.11276 | 0.029392 | 0.008257 | 0.047374 | 0.077983 | 0.004548 | 0.007494 | 0.004774 | 0.067736 | 0.021512 | 0.048215 | 0.020853 | 0.080351 | 0.067765 | 0.14392 | 0.053642 | 0.070253 | 0.00021 | 0 | 8.5e-05 | 0.060933 | 0.19129 | 0.095629 | 0.19215 | 0.001073 | 0.04117 | 0.070469 | 0.039114 | 0.09537 | 0.016014 | 0.070652 | 0.077675 | 0.031522 | 0.022632 | 0.000151 | 0 | 0.006402 | 9.1e-05 | 0.000963 | 0.028463 | 0.026921 | 0.054867 | 0.069775 | 0.030089 | 0.001067 | 0.001211 | 2.6e-05 | 0.00072 | 0.029563 | 1e-06 | 0.000399 | 0.086338 | 7e-06 | 0.006135 | 0.031587 | 0.003777 | 0 | 0.10699 | 0.048287 | 0.000217 | 0.06822 | 0.070874 | 0.000829 | 0.060239 | 0.052993 | 0.077103 | 0 | 0.006246 | 0.048434 | 0.001974 | 0.000301 | 0 | 0 | 0.031038 | 0.040638 | 4e-06 | 1e-05 | 4e-06 | 0.030518 | 0.045734 | 0.012842 | 0.37816 | 0.004788 | 0.023347 | 0 | 0.048318 | 0.058403 | 0.10957 | 0.095048 | 0.16622 | 0.020543 | 0.22858 | 0.064166 | 0.067378 | 0.081129 | 0.19031 | 0.38417 | 0.011047 | 0 | 0.13876 | 0.006372 | 1e-06 | 0.59486 | 0.14104 | 0.04352 | 0.017096 | 0.002396 | 0 | 0.001405 | 0.006564 | 0.15188 | 0.005075 | 3e-06 | 0.004796 | 0.00063 | 0.054312 | 0.11639 | 0.005012 | 0.010191 | 0.11672 | 0.000221 | 0.010491 | 0.025405 | 0.37966 | 0.086197 | 5.1e-05 | 0 | 0 | 0.48637 | 0.024845 | 0.27637 | 0.053158 | 0.00617 | 0.19495 | 0 | 0.000149 | 0.03783 | 0.31228 | 0.51542 | 0.67368 | 0.030407 | 2e-06 | 0.044836 | 0.46413 | 0.32767 | 0.65502 | 0.96806 | 0.5449 | 0.4992 | 0.11508 | 0.49923 | 9.6e-05 | 0.0451 | 0.055167 | 0.2409 | 0.02398 | 0.004926 | 0.025932 | 0.30944 | 0.009097 | 9e-06 | 0.003259 | 1e-06 | 0.000319 | 4.5e-05 | 0.70292 | 0.4155 | 0.004112 | 0.000139 | 0 | 0.011854 | 0.001078 | 0.76654 | 0.1016 | 0.94978 | 0.34205 | 0.055362 | 0.030927 | 0.027384 | 0.21401 | 0.11177 | 0.000298 | 1e-06
21 | 0.24656 | 0.005158 | 0.63919 | 0.1861 | 0.30183 | 0.37062 | 0.000348 | 0 | 0.10145 | 0.93842 | 0.3829 | 0.91514 | 0.95893 | 0.70113 | 0.83617 | 0.59393 | 0.41669 | 0.20766 | 0.58147 | 0.22563 | 0.73661 | 0.030853 | 5.4e-05 | 0.71104 | 0.019572 | 0.90342 | 0.15522 | 0.65251 | 0.22978 | 0 | 0.011706 | 0.00753 | 0 | 2e-05 | 0.044902 | 0 | 0.002505 | 0.40674 | 0.87596 | 0.15003 | 0.003103 | 0.25071 | 0.17055 | 0.91098 | 0.28356 | 0.69709 | 0.79452 | 0.66631 | 0.89537 | 0.46903 | 0.92443 | 0.93095 | 0.744 | 0.52295 | 0.58394 | 0.27018 | 0.035695 | 9e-06 | 0.3462 | 0.006167 | 0.000456 | 0.23 | 7e-06 | 0.054714 | 0.19627 | 0.14246 | 0.020144 | 0.46461 | 0.15055 | 0.91024 | 0.001063 | 0.70286 | 0.028356 | 0.71572 | 0.50378 | 0.84086 | 0.83139 | 0.026297 | 0.30413 | 0.000209 | 0.37791 | 0.379 | 0.42652 | 0.000817 | 0.42353 | 0.38488 | 0.4825 | 0.26826 | 0.84035 | 0.38406 | 0.66432 | 0.11401 | 0.38673 | 0.027726 | 0.001568 | 0.049672 | 0.8161 | 0.19222 | 0.60104 | 0.40771 | 0.09476 | 0.038539 | 0.30412 | 0.16525 | 0.052919 | 0.14194 | 4e-06 | 0.02953 | 0.11685 | 0.047319 | 0.090543 | 0.50324 | 0.03524 | 0.003584 | 0.25244 | 0.77329 | 0.89726 | 0.77984 | 0.95929 | 0.82654 | 0.71386 | 0.11946 | 0.031434 | 0.27162 | 0.012725 | 0.034543 | 0.3241 | 0 | 0.052524 | 0.12195 | 0.46577 | 0.45472 | 0.17152 | 0.24657 | 0.16246 | 0.20728 | 0.032934 | 0.1954 | 0.051246 | 0.22234 | 0.37828 | 0.069892 | 0.049293 | 0.041678 | 0.009713 | 0.000323 | 0.089566 | 0.024085 | 0.00252 | 0.028878 | 6e-06 | 0.10022 | 0 | 0.73167 | 0.32881 | 0.084636 | 0.015175 | 0.009811 | 0.15635 | 0.20342 | 0.029159 | 0.017862 | 0.000362 | 0.076737 | 0.14258 | 0.13839 | 0.1425 | 0.11481 | 0.11514 | 0.002867 | 5.1e-05 | 0.004552 | 0.001177 | 0.009173 | 0.021066 | 0 | 0.009002 | 1e-05 | 0.18805 | 0.060527 | 0.043862 | 0.019758 | 0.13093 | 0.044067 | 0.000474 | 0.020125 | 0.064909 | 0.006035 | 0.030369 | 0.002973 | 0.046568 | 0.023737 | 0.049905 | 0.047642 | 0.11195 | 0.04271 | 0.17466 | 0.064142 | 0.036421 | 0.003247 | 0 | 0.000149 | 0.107 | 0.27981 | 0.24043 | 0.21405 | 0.012842 | 0.075568 | 0.087246 | 0.054714 | 0.14896 | 0.021515 | 0.064981 | 0.089494 | 0.034964 | 0.013674 | 0.01223 | 0 | 0.004012 | 4.7e-05 | 0.000383 | 0.040766 | 0.041706 | 0.083358 | 0.095025 | 0.021609 | 0.0002 | 0 | 4e-05 | 0.000832 | 0.008173 | 0.000951 | 0.013552 | 0.11116 | 7e-06 | 0.003098 | 0.065625 | 0.020544 | 0 | 0.14453 | 0.030718 | 0.000147 | 0.054605 | 0.077983 | 0.002997 | 0.045594 | 0.034256 | 0.056853 | 0.028931 | 0.00617 | 0.047384 | 8.9e-05 | 0 | 0 | 2e-06 | 0.016269 | 0.028393 | 0.02909 | 0 | 0.002179 | 0.054512 | 0.044412 | 0.074601 | 0.34709 | 0.00095 | 0.024188 | 4e-05 | 0.076901 | 0.069658 | 0.15113 | 0.1772 | 0.25824 | 0.024644 | 0.23318 | 0.084801 | 0.041742 | 0.077701 | 0.26119 | 0.36387 | 0.027591 | 0.000668 | 0.11856 | 0.004925 | 0 | 0.50434 | 0.12713 | 0.041988 | 0.028711 | 0.010852 | 0 | 0.019011 | 0.008621 | 0.13511 | 0.0213 | 3e-06 | 0.003118 | 4.5e-05 | 0.11682 | 0.15617 | 0.044082 | 0.008013 | 0.12387 | 0.006723 | 0.045905 | 0.027944 | 0.26583 | 0.090538 | 9.9e-05 | 8.6e-05 | 0 | 0.41237 | 0.066413 | 0.29598 | 0.065536 | 0.027669 | 0.19633 | 0 | 0 | 0.10072 | 0.2837 | 0.58529 | 0.69266 | 0.027682 | 0 | 0.055604 | 0.33492 | 0.39011 | 0.61384 | 0.96346 | 0.42969 | 0.55297 | 0.048494 | 0.44544 | 0 | 0.044195 | 0.005767 | 0.14121 | 0.006644 | 0.004011 | 0.011255 | 0.34944 | 0.020138 | 0 | 0.007184 | 3e-06 | 0.005957 | 4.2e-05 | 0.69157 | 0.30991 | 0.001474 | 0.000461 | 0 | 0.006639 | 0.000342 | 0.84833 | 0.071087 | 0.93712 | 0.18637 | 0.052309 | 0.026199 | 0.033532 | 0.20128 | 0.081578 | 0.000384 | 0.001204
22 | 0.35193 | 0.00038 | 0.63231 | 0.20341 | 0.22997 | 0.29377 | 0.002883 | 2.9e-05 | 0.052487 | 0.91819 | 0.21896 | 0.95326 | 0.9528 | 0.6991 | 0.80124 | 0.57281 | 0.27895 | 0.11015 | 0.5242 | 0.19848 | 0.5356 | 0.072912 | 0.000922 | 0.62794 | 0.056051 | 0.79796 | 0.16289 | 0.63284 | 0.10308 | 0.004127 | 0.000119 | 0.017439 | 0 | 0.025791 | 0.14644 | 0 | 0.001758 | 0.52028 | 0.84994 | 0.060942 | 0.004686 | 0.35057 | 0.17847 | 0.91102 | 0.21894 | 0.57867 | 0.87113 | 0.53357 | 0.81477 | 0.41252 | 0.92413 | 0.92878 | 0.70816 | 0.3815 | 0.45394 | 0.32885 | 0.028175 | 0 | 0.16747 | 0.005687 | 3.6e-05 | 0.24679 | 7.1e-05 | 0.032475 | 0.17593 | 0.23257 | 0.002649 | 0.46864 | 0.14498 | 0.86297 | 0.000809 | 0.71993 | 0.035205 | 0.77164 | 0.49865 | 0.89625 | 0.7497 | 0.037289 | 0.42713 | 0.047127 | 0.42972 | 0.49586 | 0.42759 | 0.000661 | 0.51166 | 0.32417 | 0.47165 | 0.25053 | 0.8891 | 0.28922 | 0.5578 | 0.063258 | 0.28358 | 0.037275 | 0.001705 | 0.02885 | 0.80503 | 0.21007 | 0.71328 | 0.42704 | 0.13401 | 0.037771 | 0.42536 | 0.13585 | 0.095854 | 0.16844 | 0.000117 | 0.020563 | 0.1309 | 0.029245 | 0.090518 | 0.3669 | 0.048537 | 0.013213 | 0.27132 | 0.81973 | 0.84899 | 0.80501 | 0.95383 | 0.81583 | 0.75422 | 0.13181 | 0.020864 | 0.26369 | 0.019942 | 0.058442 | 0.3267 | 0 | 0.073015 | 0.081665 | 0.55414 | 0.46473 | 0.20532 | 0.27735 | 0.13002 | 0.1232 | 0.019867 | 0.2597 | 0.04405 | 0.287 | 0.44647 | 0.029222 | 0.063782 | 0.078915 | 0.005077 | 0.00334 | 0.082727 | 0.038486 | 2e-06 | 0.039163 | 0.000268 | 0.074078 | 2.4e-05 | 0.74562 | 0.40418 | 0.086069 | 0.009368 | 0.008189 | 0.54516 | 0.13739 | 0.21205 | 0.046866 | 0.000759 | 0.057552 | 0.10251 | 0.082994 | 0.22783 | 0.18212 | 0.077692 | 0.00157 | 2e-06 | 0.009401 | 0.00012 | 0.009567 | 0.01742 | 0 | 0.006668 | 0.000264 | 0.18211 | 0.082019 | 0.058413 | 0.13435 | 0.1493 | 0.050819 | 0 | 0.005309 | 0.045224 | 0.002389 | 0.076 | 0.000429 | 0.015161 | 0.011322 | 0.043655 | 0.053792 | 0.12494 | 0.009188 | 0.16958 | 0.058812 | 0.007646 | 0.028548 | 2.4e-05 | 3e-05 | 0.14698 | 0.35807 | 0.34447 | 0.18684 | 0.043735 | 0.084128 | 0.090111 | 0.055722 | 0.17018 | 0.022245 | 0.060942 | 0.093689 | 0.041195 | 0.00641 | 0.007739 | 0 | 0.004777 | 9.4e-05 | 0.000585 | 0.030642 | 0.043868 | 0.10501 | 0.11178 | 0.013781 | 0.003481 | 0 | 0.002052 | 0.004781 | 0.000879 | 0.00254 | 0.019073 | 0.10249 | 0.013505 | 0.001259 | 0.077708 | 0.039187 | 0 | 0.16686 | 0.012362 | 0.00031 | 0.060535 | 0.070881 | 0.004101 | 0.026699 | 0.032195 | 0.041866 | 0.063222 | 0.004963 | 0.048346 | 0.000191 | 0 | 0.003483 | 0.004159 | 0.006573 | 0.020038 | 0.048132 | 2.2e-05 | 0.008609 | 0.086704 | 0.033638 | 0.12469 | 0.27271 | 0.001028 | 0.033857 | 0.017108 | 0.11116 | 0.077678 | 0.17012 | 0.22669 | 0.21666 | 0.0316 | 0.10712 | 0.11912 | 0.029969 | 0.070823 | 0.28809 | 0.3336 | 0.030043 | 0.026992 | 0.10691 | 0.01504 | 2.1e-05 | 0.50572 | 0.11243 | 0.036499 | 0.047917 | 0.015183 | 0.049268 | 0.028811 | 0.014073 | 0.13873 | 0.03575 | 2e-06 | 0.002037 | 0.000859 | 0.13875 | 0.13725 | 0.1266 | 0.007712 | 0.16012 | 0.033144 | 0.07058 | 0.036501 | 0.14898 | 0.10736 | 6e-05 | 0.020428 | 0 | 0.31226 | 0.13183 | 0.29156 | 0.16156 | 0.21205 | 0.19212 | 0 | 1.6e-05 | 0.10204 | 0.25828 | 0.59077 | 0.72579 | 0.016691 | 0.000102 | 0.056689 | 0.21207 | 0.51349 | 0.62282 | 0.95025 | 0.26512 | 0.54838 | 0.017536 | 0.36408 | 0.00347 | 0.018937 | 1e-05 | 0.06489 | 0.000449 | 0.008179 | 0.00199 | 0.3046 | 0.018046 | 2.1e-05 | 0.020969 | 0 | 0.014366 | 0.000182 | 0.62593 | 0.21402 | 0.000896 | 0.002224 | 0.003955 | 0.004762 | 0.000267 | 0.88922 | 0.09695 | 0.9091 | 0.082897 | 0.060188 | 0.022385 | 0.045195 | 0.16019 | 0.073323 | 0.001392 | 0.006795
23 | 0.32881 | 2e-06 | 0.67642 | 0.18387 | 0.13605 | 0.18035 | 0.016169 | 0.001896 | 0.007605 | 0.86084 | 0.17144 | 0.94942 | 0.93566 | 0.53349 | 0.79812 | 0.50269 | 0.1618 | 0.03449 | 0.42202 | 0.10685 | 0.31929 | 0.19735 | 0.002126 | 0.50356 | 0.12097 | 0.51066 | 0.21173 | 0.51848 | 0.1125 | 0.071088 | 0.019642 | 0.025856 | 0.003803 | 0.077632 | 0.20534 | 0.035411 | 0.000551 | 0.41708 | 0.84191 | 0.013525 | 0.005458 | 0.32886 | 0.19946 | 0.8198 | 0.095629 | 0.27437 | 0.90424 | 0.32289 | 0.58403 | 0.29949 | 0.90423 | 0.90169 | 0.5229 | 0.17003 | 0.31033 | 0.37531 | 0.011809 | 0.001577 | 0.044084 | 0.002681 | 0.00032 | 0.203 | 0.025967 | 0.029782 | 0.12015 | 0.30561 | 0.001644 | 0.41878 | 0.10898 | 0.79952 | 0.000635 | 0.70612 | 0.050852 | 0.82365 | 0.45418 | 0.90458 | 0.60528 | 0.048379 | 0.47809 | 0.11476 | 0.42118 | 0.55125 | 0.379 | 0.000311 | 0.45588 | 0.23756 | 0.46799 | 0.21876 | 0.92088 | 0.19027 | 0.43329 | 0.013764 | 0.17003 | 0.041202 | 0.001101 | 0.021243 | 0.76158 | 0.21894 | 0.73367 | 0.3556 | 0.15979 | 0.005941 | 0.52618 | 0.095866 | 0.17699 | 0.16005 | 0.001242 | 0.018443 | 0.091109 | 0.018366 | 0.0785 | 0.26801 | 0.076982 | 0.03425 | 0.28356 | 0.79947 | 0.78544 | 0.82559 | 0.94715 | 0.81538 | 0.77873 | 0.14623 | 0.022839 | 0.25369 | 0.043757 | 0.050518 | 0.24687 | 0 | 0.082415 | 0.023423 | 0.63319 | 0.48248 | 0.24821 | 0.29152 | 0.089911 | 0.054949 | 0.012532 | 0.34719 | 0.031606 | 0.30412 | 0.45414 | 0.005361 | 0.082767 | 0.093724 | 0.002354 | 0.00806 | 0.065385 | 0.04758 | 0.050588 | 0.041998 | 0.002497 | 0.064475 | 0.000121 | 0.74016 | 0.3733 | 0.082571 | 0.015166 | 0.017244 | 0.84546 | 0.088394 | 0.30414 | 0.11143 | 0.017985 | 0.054073 | 0.1644 | 0.06367 | 0.32631 | 0.27484 | 0.034405 | 0.000716 | 5e-06 | 0.00107 | 0.000124 | 0.012312 | 0.003884 | 3e-06 | 0.003211 | 0.000797 | 0.14414 | 0.099834 | 0.10895 | 0.18714 | 0.1637 | 0.038566 | 0.001762 | 0.000792 | 0.019948 | 0.000318 | 0.098605 | 0 | 0.000583 | 0.00161 | 0.040323 | 0.046588 | 0.11948 | 2.1e-05 | 0.18187 | 0.045034 | 0.000596 | 0.038148 | 0.001587 | 0 | 0.19031 | 0.33659 | 0.24654 | 0.15289 | 0.07982 | 0.090525 | 0.09405 | 0.041303 | 0.15451 | 0.016146 | 0.055949 | 0.086351 | 0.048801 | 0.003867 | 0.00063 | 0.00021 | 0.004097 | 0.000144 | 0.002563 | 0.017933 | 0.038266 | 0.10783 | 0.12337 | 0.036962 | 0.006187 | 0 | 0.097323 | 0.003765 | 0.000865 | 0.004029 | 0.011068 | 0.070091 | 0.076889 | 0.000347 | 0.066824 | 0.064359 | 0 | 0.15634 | 0.005988 | 0.001752 | 0.063786 | 0.048304 | 0.001326 | 0.011578 | 0.034995 | 0.037862 | 0.065854 | 0.004842 | 0.038718 | 0.001958 | 0 | 0.010631 | 0.062999 | 0.003351 | 0.011097 | 0.055636 | 0.018857 | 0.01644 | 0.13562 | 0.018821 | 0.15939 | 0.20039 | 0.00158 | 0.041556 | 0.053375 | 0.15113 | 0.088421 | 0.17155 | 0.22959 | 0.094364 | 0.041781 | 0.15651 | 0.16251 | 0.04015 | 0.060591 | 0.29753 | 0.29949 | 0.029055 | 0.04977 | 0.10056 | 0.025951 | 0.000448 | 0.65874 | 0.09493 | 0.025271 | 0.061213 | 0.026658 | 0.11423 | 0.032473 | 0.023798 | 0.15229 | 0.034143 | 0 | 0.000694 | 0.006962 | 0.11708 | 0.087054 | 0.14362 | 0.00705 | 0.20105 | 0.053469 | 0.088185 | 0.039023 | 0.10196 | 0.083232 | 9e-06 | 0.052765 | 0.000384 | 0.26801 | 0.12867 | 0.20724 | 0.23716 | 0.28356 | 0.18249 | 0.006055 | 0.005673 | 0.093641 | 0.20354 | 0.50106 | 0.76124 | 0.003266 | 0.000757 | 0.031886 | 0.11733 | 0.422 | 0.54912 | 0.93163 | 0.14898 | 0.48929 | 0.018694 | 0.33152 | 0.048001 | 0.000235 | 0.000549 | 0.046767 | 0.000361 | 0.045149 | 0.000179 | 0.18784 | 0.016545 | 0.0008 | 0.06827 | 0 | 0.029304 | 0.00236 | 0.43353 | 0.12397 | 0.001362 | 0.008662 | 0.031663 | 0.003747 | 9e-06 | 0.8632 | 0.11189 | 0.81534 | 0.018899 | 0.097472 | 0.018397 | 0.053659 | 0.071846 | 0.096073 | 0.003171 | 0.01398
24 | 0.18635 | 0.000213 | 0.69298 | 0.13875 | 0.044293 | 0.23481 | 0.013614 | 0.003678 | 0.00034 | 0.82396 | 0.23923 | 0.91343 | 0.93238 | 0.38149 | 0.84543 | 0.3893 | 0.17802 | 0.008275 | 0.38806 | 0.058221 | 0.19919 | 0.40312 | 0.000629 | 0.54856 | 0.24568 | 0.26039 | 0.26412 | 0.35446 | 0.23206 | 0.104 | 0.056601 | 0.031412 | 0.031431 | 0.11301 | 0.23963 | 0.082661 | 0.000145 | 0.28347 | 0.8268 | 0.00471 | 0.005005 | 0.28134 | 0.25609 | 0.62901 | 0.088935 | 0.041295 | 0.88787 | 0.192 | 0.17413 | 0.15711 | 0.84149 | 0.80537 | 0.26819 | 0.006392 | 0.11257 | 0.42201 | 0.001681 | 0.019294 | 0.000401 | 0.007785 | 0.008004 | 0.11906 | 0.1625 | 0.019429 | 0.064363 | 0.2772 | 0.000968 | 0.28024 | 0.044134 | 0.71785 | 6e-05 | 0.57773 | 0.064503 | 0.83247 | 0.35633 | 0.77205 | 0.41308 | 0.04052 | 0.39532 | 0.15052 | 0.35915 | 0.47709 | 0.25088 | 3e-05 | 0.30392 | 0.16242 | 0.42969 | 0.1641 | 0.9371 | 0.067808 | 0.25745 | 0.000874 | 0.095305 | 0.036078 | 9e-05 | 0.027005 | 0.70613 | 0.20329 | 0.67163 | 0.25613 | 0.15747 | 0.000407 | 0.6573 | 0.058423 | 0.24798 | 0.14138 | 0.002332 | 0.026004 | 0.047964 | 0.022224 | 0.063103 | 0.22279 | 0.14856 | 0.048751 | 0.30819 | 0.67018 | 0.70817 | 0.82686 | 0.93035 | 0.81082 | 0.76519 | 0.13301 | 0.029331 | 0.24543 | 0.078536 | 0.018956 | 0.094192 | 2e-06 | 0.095392 | 0.01284 | 0.64647 | 0.48889 | 0.28424 | 0.28584 | 0.052414 | 0.02677 | 0.008113 | 0.39027 | 0.032062 | 0.277 | 0.40673 | 0.016574 | 0.12042 | 0.085716 | 0.00175 | 0.002178 | 0.044124 | 0.062644 | 0.22101 | 0.042176 | 0.005986 | 0.058421 | 0.000513 | 0.70604 | 0.27616 | 0.093374 | 0.020819 | 0.050111 | 0.76634 | 0.054559 | 0.18224 | 0.034147 | 0.019332 | 0.058808 | 0.53395 | 0.068479 | 0.42202 | 0.37965 | 0.075513 | 0.001505 | 5.1e-05 | 0.000684 | 0.000258 | 0.007893 | 0.013731 | 1.7e-05 | 0.001805 | 0.002461 | 0.089053 | 0.10237 | 0.17591 | 0.20102 | 0.18033 | 0.017476 | 0.004655 | 0.003808 | 0.009422 | 0.002688 | 0.12993 | 0.000796 | 8e-06 | 0.000211 | 0.040044 | 0.046567 | 0.11646 | 0.017648 | 0.1357 | 0.031697 | 0.000111 | 0.033874 | 0.02822 | 0 | 0.23201 | 0.21139 | 0.13893 | 0.13711 | 0.092236 | 0.14259 | 0.105 | 0.016156 | 0.12355 | 0.008489 | 0.068373 | 0.082194 | 0.057943 | 0.013036 | 9e-06 | 0.000254 | 0.003555 | 4e-06 | 0.011638 | 0.00512 | 0.031683 | 0.10562 | 0.13172 | 0.069023 | 0.00411 | 0.000553 | 0.07742 | 0.001658 | 0.000323 | 0.007983 | 0.001016 | 0.024054 | 0.10485 | 2.5e-05 | 0.048591 | 0.065253 | 0.001715 | 0.08248 | 0.003468 | 0.016286 | 0.050751 | 0.028049 | 0.001254 | 0.003052 | 0.01884 | 0.053859 | 0.051964 | 0.003465 | 0.036349 | 0.00669 | 2.6e-05 | 0.15188 | 0.096143 | 0.015183 | 0.005852 | 0.068305 | 0.052266 | 0.022711 | 0.23325 | 0.009735 | 0.15965 | 0.14612 | 0.003703 | 0.03798 | 0.10878 | 0.22015 | 0.1064 | 0.18217 | 0.15951 | 0.043315 | 0.06043 | 0.34207 | 0.19492 | 0.023592 | 0.035263 | 0.22795 | 0.25395 | 0.056102 | 0.079503 | 0.079851 | 0.049785 | 0.001495 | 0.69884 | 0.047458 | 0.037782 | 0.058914 | 0.091724 | 0.17447 | 0.046567 | 0.054615 | 0.20413 | 0.01601 | 0 | 4e-05 | 0.041196 | 0.13207 | 0.029588 | 0.080293 | 0.016085 | 0.23287 | 0.11951 | 0.146 | 0.069955 | 0.10356 | 0.036131 | 0.000675 | 0.11819 | 0.025836 | 0.25828 | 0.16698 | 0.15026 | 0.29147 | 0.32262 | 0.17266 | 0.026255 | 0.006077 | 0.093587 | 0.13531 | 0.42972 | 0.82903 | 5.3e-05 | 2e-06 | 0.014654 | 0.11116 | 0.29975 | 0.46626 | 0.92816 | 0.141 | 0.52058 | 0.044454 | 0.40673 | 0.12416 | 3e-05 | 0.014507 | 0.039073 | 0.000295 | 0.099288 | 2.2e-05 | 0.12691 | 0.011696 | 0.006895 | 0.080548 | 0 | 0.03901 | 0.006088 | 0.25006 | 0.079827 | 0.000631 | 0.014812 | 0.044055 | 0.016017 | 0 | 0.81338 | 0.064599 | 0.64058 | 0.003342 | 0.13342 | 0.015008 | 0.069419 | 0.016021 | 0.1286 | 0.002157 | 0.021369
* All Wind Data are normalized based on the wind Size (1MW). Reference: https://www.renewables.ninja/#

## Load Data
| 1 | 2 | 3 | 4 | 5 | 6 | 7 | 8 | 9 | 10 | 11 | 12 | 13 | 14 | 15 | 16 | 17 | 18 | 19 | 20 | 21 | 22 | 23 | 24 | 25 | 26 | 27 | 28 | 29 | 30 | 31 | 32 | 33 | 34 | 35 | 36 | 37 | 38 | 39 | 40 | 41 | 42 | 43 | 44 | 45 | 46 | 47 | 48 | 49 | 50 | 51 | 52 | 53 | 54 | 55 | 56 | 57 | 58 | 59 | 60 | 61 | 62 | 63 | 64 | 65 | 66 | 67 | 68 | 69 | 70 | 71 | 72 | 73 | 74 | 75 | 76 | 77 | 78 | 79 | 80 | 81 | 82 | 83 | 84 | 85 | 86 | 87 | 88 | 89 | 90 | 91 | 92 | 93 | 94 | 95 | 96 | 97 | 98 | 99 | 100 | 101 | 102 | 103 | 104 | 105 | 106 | 107 | 108 | 109 | 110 | 111 | 112 | 113 | 114 | 115 | 116 | 117 | 118 | 119 | 120 | 121 | 122 | 123 | 124 | 125 | 126 | 127 | 128 | 129 | 130 | 131 | 132 | 133 | 134 | 135 | 136 | 137 | 138 | 139 | 140 | 141 | 142 | 143 | 144 | 145 | 146 | 147 | 148 | 149 | 150 | 151 | 152 | 153 | 154 | 155 | 156 | 157 | 158 | 159 | 160 | 161 | 162 | 163 | 164 | 165 | 166 | 167 | 168 | 169 | 170 | 171 | 172 | 173 | 174 | 175 | 176 | 177 | 178 | 179 | 180 | 181 | 182 | 183 | 184 | 185 | 186 | 187 | 188 | 189 | 190 | 191 | 192 | 193 | 194 | 195 | 196 | 197 | 198 | 199 | 200 | 201 | 202 | 203 | 204 | 205 | 206 | 207 | 208 | 209 | 210 | 211 | 212 | 213 | 214 | 215 | 216 | 217 | 218 | 219 | 220 | 221 | 222 | 223 | 224 | 225 | 226 | 227 | 228 | 229 | 230 | 231 | 232 | 233 | 234 | 235 | 236 | 237 | 238 | 239 | 240 | 241 | 242 | 243 | 244 | 245 | 246 | 247 | 248 | 249 | 250 | 251 | 252 | 253 | 254 | 255 | 256 | 257 | 258 | 259 | 260 | 261 | 262 | 263 | 264 | 265 | 266 | 267 | 268 | 269 | 270 | 271 | 272 | 273 | 274 | 275 | 276 | 277 | 278 | 279 | 280 | 281 | 282 | 283 | 284 | 285 | 286 | 287 | 288 | 289 | 290 | 291 | 292 | 293 | 294 | 295 | 296 | 297 | 298 | 299 | 300 | 301 | 302 | 303 | 304 | 305 | 306 | 307 | 308 | 309 | 310 | 311 | 312 | 313 | 314 | 315 | 316 | 317 | 318 | 319 | 320 | 321 | 322 | 323 | 324 | 325 | 326 | 327 | 328 | 329 | 330 | 331 | 332 | 333 | 334 | 335 | 336 | 337 | 338 | 339 | 340 | 341 | 342 | 343 | 344 | 345 | 346 | 347 | 348 | 349 | 350 | 351 | 352 | 353 | 354 | 355 | 356 | 357 | 358 | 359 | 360 | 361 | 362 | 363 | 364 | 365
1 | 2.62 | 2.58 | 3.65 | 3.76 | 3.75 | 3.81 | 3.72 | 3.71 | 3.74 | 3.84 | 3.8 | 3.8 | 4.02 | 4.01 | 3.96 | 3.92 | 3.92 | 4.01 | 4.05 | 4.05 | 3.9 | 3.97 | 3.94 | 3.98 | 3.92 | 3.95 | 3.94 | 3.92 | 3.86 | 4 | 3.88 | 3.87 | 3.89 | 3.93 | 3.83 | 3.85 | 3.87 | 3.87 | 3.91 | 3.91 | 3.89 | 3.92 | 3.91 | 3.89 | 3.9 | 3.85 | 3.87 | 3.87 | 3.74 | 3.76 | 3.89 | 3.86 | 3.86 | 3.89 | 3.92 | 3.82 | 3.81 | 3.84 | 3.91 | 3.81 | 3.85 | 3.77 | 3.79 | 3.86 | 3.89 | 3.85 | 3.98 | 3.88 | 3.81 | 3.73 | 3.73 | 4.15 | 4.09 | 4.64 | 4.06 | 4.29 | 4.32 | 4.45 | 4.47 | 4.5 | 4.34 | 4.14 | 3.88 | 3.82 | 3.86 | 3.92 | 4.26 | 3.88 | 3.9 | 3.86 | 3.8 | 3.79 | 3.86 | 3.73 | 3.76 | 3.8 | 3.71 | 3.8 | 3.84 | 3.77 | 3.79 | 3.8 | 3.78 | 3.85 | 4.01 | 4.45 | 3.84 | 3.82 | 4.08 | 3.77 | 3.72 | 3.75 | 3.82 | 3.76 | 3.94 | 3.9 | 3.86 | 3.76 | 3.74 | 3.77 | 3.97 | 4.06 | 4.49 | 4.89 | 3.87 | 3.77 | 3.78 | 3.79 | 3.83 | 3.75 | 3.77 | 4.1 | 3.65 | 3.75 | 3.91 | 3.83 | 3.71 | 3.78 | 4.07 | 4.37 | 4.27 | 3.81 | 3.78 | 4.15 | 4.65 | 4.1 | 4.25 | 4.68 | 4.65 | 4.18 | 4.18 | 3.86 | 3.72 | 3.71 | 4.34 | 4.17 | 4.02 | 3.94 | 3.92 | 4.17 | 4.44 | 4.54 | 4.85 | 5.03 | 4.25 | 4.14 | 4.34 | 5.44 | 5.74 | 5.53 | 6.38 | 6.15 | 5.26 | 4.77 | 4.58 | 4.53 | 4.58 | 4.34 | 5.32 | 6.06 | 5.19 | 5.35 | 5.13 | 6.75 | 6.87 | 6.8 | 7.3 | 7.09 | 6.13 | 5.83 | 5.99 | 4.83 | 4.86 | 5.03 | 6.38 | 6.16 | 6.35 | 6.96 | 7.04 | 6.65 | 5.19 | 5.09 | 5.21 | 5.48 | 5.85 | 5.08 | 5.55 | 5.1 | 5.14 | 5 | 5.04 | 5.04 | 5.17 | 4.94 | 4.97 | 5.13 | 6.53 | 6.12 | 5.55 | 4.81 | 5.21 | 4.97 | 4.51 | 4.15 | 4.41 | 4.43 | 4.41 | 4.57 | 4.6 | 4.32 | 4.19 | 4.15 | 4.56 | 4.26 | 4.27 | 4.45 | 4.77 | 4.93 | 4.97 | 4.88 | 4.68 | 4.84 | 4.86 | 4.81 | 5.04 | 4.97 | 5 | 4.76 | 4.97 | 4.87 | 4.25 | 4.13 | 4.18 | 4.26 | 4.47 | 4.56 | 3.97 | 3.99 | 4.02 | 4.17 | 3.97 | 3.91 | 4.1 | 3.94 | 3.91 | 3.88 | 3.89 | 3.99 | 4.42 | 3.93 | 4.23 | 4.2 | 4.05 | 3.8 | 3.8 | 3.81 | 3.8 | 3.82 | 3.83 | 3.85 | 3.77 | 4.29 | 3.95 | 3.85 | 4.06 | 3.89 | 3.78 | 3.72 | 3.74 | 3.84 | 4.1 | 4.23 | 4.39 | 3.83 | 3.7 | 3.77 | 3.77 | 3.77 | 3.77 | 3.77 | 3.77 | 3.76 | 3.81 | 3.83 | 3.78 | 3.83 | 3.7 | 3.7 | 3.76 | 3.75 | 3.81 | 3.83 | 3.82 | 3.84 | 3.85 | 3.88 | 3.81 | 3.77 | 3.75 | 3.78 | 3.75 | 3.71 | 3.75 | 3.79 | 3.85 | 3.71 | 3.62 | 3.67 | 3.7 | 3.79 | 3.92 | 3.86 | 3.87 | 3.89 | 3.83 | 3.88 | 3.84 | 4.09 | 3.75 | 3.84 | 3.82 | 3.72 | 3.72 | 3.72 | 3.73 | 3.74 | 3.79 | 3.75 | 3.65 | 3.67 | 3.72 | 3.78 | 3.65 | 3.65 | 3.65 | 3.53 | 3.49 | 3.43 | 3.45 | 3.48 | 3.52 | 3.52 | 3.54 | 3.59 | 3.54
2 | 2.61 | 2.56 | 3.67 | 3.77 | 3.71 | 3.71 | 3.65 | 3.69 | 3.7 | 3.79 | 3.72 | 3.73 | 3.95 | 3.93 | 3.97 | 3.87 | 3.84 | 3.99 | 3.97 | 3.99 | 3.85 | 3.96 | 3.89 | 3.88 | 3.88 | 3.89 | 3.87 | 3.85 | 3.8 | 3.94 | 3.79 | 3.83 | 3.8 | 3.88 | 3.77 | 3.78 | 3.83 | 3.85 | 3.84 | 3.87 | 3.84 | 3.89 | 3.88 | 3.85 | 3.82 | 3.78 | 3.83 | 3.77 | 3.7 | 3.72 | 3.85 | 3.83 | 3.79 | 3.83 | 3.86 | 3.79 | 3.82 | 3.8 | 3.86 | 3.8 | 3.82 | 3.73 | 3.78 | 3.8 | 3.81 | 3.8 | 3.91 | 3.84 | 3.76 | 3.69 | 3.94 | 4.01 | 3.95 | 4.49 | 3.88 | 4.16 | 4.17 | 4.33 | 4.33 | 4.37 | 4.24 | 3.98 | 3.68 | 3.75 | 3.76 | 3.79 | 4.09 | 3.74 | 3.74 | 3.72 | 3.76 | 3.75 | 3.85 | 3.71 | 3.7 | 3.73 | 3.65 | 3.78 | 3.79 | 3.73 | 3.75 | 3.75 | 3.82 | 3.81 | 3.91 | 4.36 | 3.77 | 3.74 | 4.02 | 3.73 | 3.69 | 3.69 | 3.76 | 3.72 | 3.84 | 3.87 | 3.77 | 3.7 | 3.71 | 3.73 | 3.94 | 4.08 | 4.44 | 4.86 | 3.9 | 3.75 | 3.83 | 3.78 | 3.8 | 3.74 | 3.76 | 4.05 | 3.68 | 3.71 | 3.88 | 3.81 | 3.66 | 3.8 | 4.06 | 4.34 | 4.12 | 3.79 | 3.81 | 4.13 | 4.62 | 4.04 | 4.25 | 4.71 | 4.61 | 4.12 | 4.12 | 3.83 | 3.7 | 3.68 | 4.3 | 4.12 | 3.93 | 3.93 | 3.88 | 4.11 | 4.41 | 4.52 | 4.79 | 4.86 | 4.18 | 4.21 | 4.29 | 5.41 | 5.72 | 5.51 | 6.29 | 6.01 | 5.21 | 4.68 | 4.57 | 4.53 | 4.56 | 4.32 | 5.31 | 5.95 | 5.15 | 5.27 | 5.04 | 6.49 | 6.83 | 6.68 | 7.25 | 7.08 | 6.15 | 5.78 | 5.95 | 4.82 | 4.79 | 4.95 | 6.4 | 6.1 | 6.3 | 6.91 | 6.96 | 6.49 | 5.16 | 5.02 | 5.22 | 6.16 | 6.91 | 5.03 | 5.45 | 5.04 | 5.19 | 4.98 | 5.12 | 5.12 | 5.14 | 4.87 | 4.91 | 5.15 | 6.49 | 6.06 | 5.58 | 4.74 | 5.19 | 4.9 | 4.49 | 4.09 | 4.34 | 4.53 | 4.28 | 4.52 | 4.53 | 4.19 | 4.11 | 4.06 | 4.63 | 4.13 | 4.14 | 4.37 | 4.71 | 4.87 | 4.88 | 4.9 | 4.63 | 4.71 | 4.8 | 4.84 | 5.01 | 5.04 | 4.93 | 4.81 | 4.92 | 4.82 | 4.19 | 4.14 | 4.06 | 4.15 | 4.34 | 4.51 | 3.9 | 3.94 | 3.95 | 4.1 | 3.92 | 3.78 | 4.01 | 3.85 | 3.87 | 3.84 | 3.82 | 3.82 | 4.34 | 3.89 | 4.18 | 4.1 | 3.97 | 3.74 | 3.76 | 3.78 | 3.77 | 3.77 | 3.75 | 3.8 | 3.68 | 4.24 | 3.89 | 3.78 | 4 | 3.85 | 3.79 | 3.72 | 3.73 | 3.74 | 4.11 | 4.18 | 4.28 | 3.77 | 3.69 | 3.76 | 3.76 | 3.76 | 3.76 | 3.76 | 3.76 | 3.72 | 3.75 | 3.78 | 3.72 | 3.78 | 3.69 | 3.66 | 3.71 | 3.71 | 3.79 | 3.78 | 3.76 | 3.8 | 3.83 | 3.79 | 3.68 | 3.72 | 3.7 | 3.73 | 3.72 | 3.7 | 3.68 | 3.71 | 3.78 | 3.64 | 3.62 | 3.67 | 3.66 | 3.73 | 3.87 | 3.83 | 3.82 | 3.83 | 3.8 | 3.81 | 3.78 | 3.9 | 3.74 | 3.79 | 3.79 | 3.69 | 3.71 | 3.68 | 3.67 | 3.72 | 3.72 | 3.72 | 3.6 | 3.67 | 3.71 | 3.77 | 3.65 | 3.64 | 3.66 | 3.53 | 3.49 | 3.38 | 3.46 | 3.47 | 3.5 | 3.51 | 3.52 | 3.58 | 3.5
3 | 2.6 | 2.54 | 3.63 | 3.72 | 3.72 | 3.71 | 3.63 | 3.63 | 3.64 | 3.77 | 3.7 | 3.69 | 3.87 | 3.88 | 3.91 | 3.81 | 3.84 | 3.91 | 3.97 | 3.98 | 3.81 | 3.91 | 3.87 | 3.9 | 3.86 | 3.84 | 3.84 | 3.84 | 3.77 | 3.91 | 3.76 | 3.8 | 3.78 | 3.87 | 3.74 | 3.72 | 3.76 | 3.78 | 3.77 | 3.85 | 3.77 | 3.83 | 3.87 | 3.81 | 3.79 | 3.76 | 3.77 | 3.74 | 3.7 | 3.72 | 3.81 | 3.77 | 3.75 | 3.79 | 3.83 | 3.74 | 3.78 | 3.74 | 3.84 | 3.75 | 3.81 | 3.7 | 3.75 | 3.75 | 3.79 | 3.74 | 3.75 | 3.79 | 3.74 | 3.74 | 3.84 | 3.94 | 3.88 | 4.43 | 3.86 | 4.08 | 4.15 | 4.29 | 4.26 | 4.36 | 4.24 | 3.85 | 3.65 | 3.71 | 3.67 | 3.73 | 4 | 3.68 | 3.7 | 3.67 | 3.73 | 3.69 | 3.8 | 3.69 | 3.67 | 3.7 | 3.59 | 3.75 | 3.71 | 3.71 | 3.66 | 3.68 | 3.75 | 3.81 | 3.95 | 4.14 | 3.75 | 3.69 | 3.95 | 3.71 | 3.65 | 3.64 | 3.7 | 3.67 | 3.79 | 3.83 | 3.74 | 3.65 | 3.68 | 3.71 | 3.92 | 4.08 | 4.45 | 4.58 | 3.87 | 3.8 | 3.8 | 3.78 | 3.75 | 3.71 | 3.7 | 4.03 | 3.63 | 3.68 | 3.86 | 3.74 | 3.65 | 3.74 | 4.02 | 4.33 | 4.05 | 3.77 | 3.74 | 4.16 | 4.58 | 4.04 | 4.3 | 4.66 | 4.47 | 4.1 | 4.1 | 3.81 | 3.7 | 3.66 | 4.3 | 4.13 | 3.9 | 3.91 | 3.89 | 4.07 | 4.37 | 4.47 | 4.7 | 4.81 | 4.13 | 4.16 | 4.24 | 5.34 | 5.67 | 5.59 | 6.25 | 5.9 | 5.19 | 4.59 | 4.55 | 4.54 | 4.36 | 4.25 | 4.74 | 5.93 | 5.07 | 5.22 | 5.01 | 6.4 | 6.77 | 6.64 | 7.2 | 7.04 | 6.01 | 5.77 | 5.89 | 4.76 | 4.61 | 4.9 | 6.33 | 5.97 | 6.31 | 6.85 | 6.96 | 6.33 | 5.12 | 5.04 | 5.17 | 6.05 | 6.87 | 5.07 | 5.41 | 4.99 | 5.02 | 4.97 | 5.1 | 5.1 | 5.14 | 4.79 | 4.76 | 5.15 | 6.3 | 6.01 | 5.24 | 4.68 | 5.18 | 4.81 | 4.42 | 4.05 | 4.27 | 4.52 | 4.25 | 4.51 | 4.49 | 4.11 | 4.03 | 3.97 | 4.54 | 4.09 | 4.05 | 4.34 | 4.59 | 4.8 | 4.83 | 4.9 | 4.59 | 4.58 | 4.69 | 4.86 | 5.02 | 4.97 | 4.94 | 4.79 | 4.81 | 4.77 | 4 | 4.09 | 4 | 4.08 | 4.32 | 4.45 | 3.89 | 3.86 | 3.84 | 4.01 | 3.84 | 3.74 | 3.98 | 3.82 | 3.81 | 3.76 | 3.74 | 3.79 | 4.29 | 3.81 | 4.12 | 4.03 | 3.9 | 3.73 | 3.72 | 3.75 | 3.74 | 3.72 | 3.71 | 3.77 | 3.69 | 4.21 | 3.87 | 3.72 | 3.89 | 3.76 | 3.76 | 3.66 | 3.68 | 3.74 | 4.02 | 4.11 | 4.24 | 3.75 | 3.68 | 3.7 | 3.7 | 3.7 | 3.7 | 3.7 | 3.7 | 3.68 | 3.73 | 3.71 | 3.7 | 3.76 | 3.66 | 3.64 | 3.66 | 3.67 | 3.74 | 3.7 | 3.74 | 3.76 | 3.8 | 3.73 | 3.65 | 3.67 | 3.71 | 3.67 | 3.68 | 3.67 | 3.67 | 3.67 | 3.76 | 3.68 | 3.57 | 3.67 | 3.64 | 3.73 | 3.83 | 3.81 | 3.78 | 3.75 | 3.73 | 3.78 | 3.76 | 3.83 | 3.72 | 3.79 | 3.77 | 3.69 | 3.7 | 3.69 | 3.66 | 3.66 | 3.7 | 3.68 | 3.61 | 3.63 | 3.71 | 3.75 | 3.64 | 3.62 | 3.66 | 3.52 | 3.48 | 3.4 | 3.43 | 3.47 | 3.53 | 3.54 | 3.51 | 3.53 | 3.53
4 | 2.6 | 2.54 | 3.62 | 3.77 | 3.68 | 3.71 | 3.6 | 3.61 | 3.69 | 3.73 | 3.67 | 3.66 | 3.85 | 3.85 | 3.86 | 3.77 | 3.79 | 3.86 | 3.91 | 3.93 | 3.81 | 3.9 | 3.83 | 3.85 | 3.82 | 3.84 | 3.81 | 3.81 | 3.74 | 3.89 | 3.71 | 3.76 | 3.75 | 3.82 | 3.72 | 3.7 | 3.78 | 3.75 | 3.79 | 3.8 | 3.76 | 3.79 | 3.84 | 3.8 | 3.74 | 3.77 | 3.75 | 3.72 | 3.64 | 3.72 | 3.79 | 3.76 | 3.73 | 3.73 | 3.81 | 3.71 | 3.73 | 3.75 | 3.81 | 3.69 | 3.76 | 3.69 | 3.68 | 3.73 | 3.76 | 3.73 | 3.7 | 3.77 | 3.7 | 3.65 | 3.84 | 3.89 | 3.82 | 4.36 | 3.81 | 4.02 | 4.1 | 4.28 | 4.23 | 4.3 | 4.23 | 3.73 | 3.62 | 3.7 | 3.68 | 3.7 | 3.96 | 3.66 | 3.65 | 3.67 | 3.72 | 3.69 | 3.8 | 3.67 | 3.6 | 3.64 | 3.57 | 3.68 | 3.7 | 3.68 | 3.62 | 3.65 | 3.72 | 3.75 | 3.91 | 3.97 | 3.71 | 3.65 | 3.88 | 3.66 | 3.59 | 3.61 | 3.71 | 3.65 | 3.76 | 3.79 | 3.74 | 3.64 | 3.67 | 3.7 | 3.87 | 4.04 | 4.46 | 4.52 | 3.86 | 3.71 | 3.8 | 3.77 | 3.69 | 3.71 | 3.67 | 3.99 | 3.63 | 3.69 | 3.86 | 3.7 | 3.62 | 3.77 | 3.97 | 4.28 | 4 | 3.72 | 3.73 | 4.09 | 4.56 | 4.02 | 4.28 | 4.64 | 4.35 | 4.08 | 4.08 | 3.76 | 3.68 | 3.73 | 3.88 | 4.1 | 3.85 | 3.86 | 3.86 | 4.05 | 4.37 | 4.43 | 4.68 | 4.69 | 4.06 | 4.14 | 4.24 | 5.29 | 5.63 | 5.66 | 6.16 | 5.73 | 5.14 | 4.54 | 4.5 | 4.48 | 4.31 | 4.25 | 4.67 | 5.52 | 5.01 | 5.16 | 5 | 6.36 | 6.76 | 6.59 | 7.13 | 6.97 | 5.97 | 5.86 | 5.75 | 4.77 | 4.5 | 4.84 | 6.2 | 5.89 | 6.28 | 6.8 | 6.8 | 6.49 | 5.07 | 4.95 | 5.15 | 6.01 | 6.78 | 4.96 | 5.29 | 4.95 | 5.04 | 4.94 | 5.05 | 5.05 | 4.88 | 4.78 | 4.69 | 5.17 | 6.27 | 5.89 | 5.24 | 4.65 | 5.14 | 4.77 | 4.38 | 4.02 | 4.21 | 4.47 | 4.24 | 4.47 | 4.45 | 4.08 | 3.95 | 3.99 | 4.55 | 4.07 | 4.04 | 4.32 | 4.55 | 4.74 | 4.79 | 4.81 | 4.58 | 4.54 | 4.63 | 4.8 | 4.97 | 4.92 | 4.91 | 4.77 | 4.73 | 4.68 | 3.89 | 3.99 | 3.91 | 4 | 4.26 | 4.41 | 3.81 | 3.81 | 3.79 | 3.9 | 3.78 | 3.68 | 3.97 | 3.8 | 3.8 | 3.71 | 3.72 | 3.76 | 4.24 | 3.81 | 4.05 | 4.02 | 3.86 | 3.72 | 3.73 | 3.74 | 3.71 | 3.69 | 3.66 | 3.73 | 3.64 | 4.16 | 3.86 | 3.71 | 3.84 | 3.67 | 3.69 | 3.62 | 3.64 | 3.67 | 4 | 4.09 | 4.23 | 3.73 | 3.63 | 3.64 | 3.64 | 3.64 | 3.64 | 3.64 | 3.64 | 3.68 | 3.71 | 3.69 | 3.66 | 3.72 | 3.66 | 3.61 | 3.64 | 3.64 | 3.69 | 3.71 | 3.72 | 3.72 | 3.75 | 3.69 | 3.63 | 3.62 | 3.66 | 3.71 | 3.66 | 3.62 | 3.63 | 3.67 | 3.79 | 3.61 | 3.57 | 3.62 | 3.61 | 3.72 | 3.81 | 3.75 | 3.74 | 3.78 | 3.7 | 3.75 | 3.7 | 3.81 | 3.66 | 3.74 | 3.78 | 3.67 | 3.68 | 3.66 | 3.64 | 3.69 | 3.71 | 3.7 | 3.59 | 3.62 | 3.68 | 3.72 | 3.65 | 3.62 | 3.65 | 3.49 | 3.43 | 3.37 | 3.45 | 3.47 | 3.5 | 3.5 | 3.51 | 3.55 | 3.51
5 | 2.6 | 2.54 | 3.6 | 3.72 | 3.64 | 3.69 | 3.62 | 3.61 | 3.63 | 3.71 | 3.69 | 3.65 | 3.87 | 3.85 | 3.88 | 3.76 | 3.8 | 3.84 | 3.86 | 3.97 | 3.79 | 3.84 | 3.78 | 3.84 | 3.79 | 3.83 | 3.83 | 3.78 | 3.76 | 3.85 | 3.72 | 3.79 | 3.79 | 3.8 | 3.71 | 3.73 | 3.76 | 3.75 | 3.76 | 3.76 | 3.75 | 3.8 | 3.82 | 3.8 | 3.72 | 3.7 | 3.75 | 3.69 | 3.63 | 3.69 | 3.78 | 3.77 | 3.68 | 3.74 | 3.79 | 3.71 | 3.74 | 3.76 | 3.77 | 3.68 | 3.77 | 3.68 | 3.69 | 3.74 | 3.79 | 3.73 | 3.67 | 3.75 | 3.73 | 3.58 | 3.79 | 3.87 | 3.85 | 4.3 | 3.78 | 3.98 | 4.08 | 4.22 | 4.17 | 4.28 | 4.22 | 3.75 | 3.64 | 3.65 | 3.69 | 3.64 | 3.9 | 3.63 | 3.62 | 3.63 | 3.68 | 3.65 | 3.76 | 3.65 | 3.59 | 3.63 | 3.53 | 3.65 | 3.66 | 3.62 | 3.6 | 3.62 | 3.65 | 3.74 | 3.94 | 3.93 | 3.67 | 3.64 | 3.89 | 3.62 | 3.6 | 3.59 | 3.69 | 3.62 | 3.8 | 3.76 | 3.73 | 3.63 | 3.63 | 3.68 | 3.82 | 4.03 | 4.46 | 4.45 | 3.82 | 3.71 | 3.75 | 3.75 | 3.65 | 3.64 | 3.67 | 3.97 | 3.59 | 3.68 | 3.81 | 3.71 | 3.62 | 3.7 | 3.92 | 4.28 | 3.94 | 3.72 | 3.73 | 4.07 | 4.42 | 4.02 | 4.31 | 4.62 | 4.32 | 4.01 | 4.01 | 3.76 | 3.67 | 3.63 | 3.81 | 4.03 | 3.83 | 3.8 | 3.82 | 3.99 | 4.28 | 4.45 | 4.61 | 4.61 | 4.05 | 4.06 | 4.21 | 5.03 | 5.64 | 5.69 | 6.17 | 5.72 | 5.14 | 4.54 | 4.51 | 4.48 | 4.29 | 4.21 | 4.67 | 5.4 | 4.94 | 5.13 | 4.95 | 6.29 | 6.71 | 6.52 | 7.14 | 6.9 | 5.95 | 5.78 | 5.81 | 4.79 | 4.43 | 4.81 | 6.19 | 5.85 | 6.27 | 6.74 | 6.75 | 6.25 | 5.05 | 4.96 | 5.15 | 5.95 | 6.69 | 4.84 | 5.34 | 4.95 | 4.98 | 4.91 | 5.04 | 5.04 | 4.9 | 4.69 | 4.66 | 5.17 | 6.22 | 5.9 | 5.21 | 4.63 | 5.16 | 4.75 | 4.4 | 4 | 4.2 | 4.47 | 4.19 | 4.41 | 4.44 | 4.05 | 3.86 | 3.95 | 4.56 | 4.06 | 3.97 | 4.32 | 4.49 | 4.69 | 4.73 | 4.85 | 4.52 | 4.47 | 4.54 | 4.75 | 4.93 | 4.93 | 4.9 | 4.68 | 4.68 | 4.58 | 3.79 | 3.87 | 3.96 | 3.95 | 4.29 | 4.39 | 3.79 | 3.75 | 3.75 | 3.91 | 3.71 | 3.71 | 3.93 | 3.84 | 3.77 | 3.69 | 3.72 | 3.73 | 4.2 | 3.78 | 4.1 | 3.98 | 3.81 | 3.69 | 3.72 | 3.77 | 3.69 | 3.68 | 3.63 | 3.69 | 3.64 | 4.14 | 3.85 | 3.68 | 3.8 | 3.69 | 3.7 | 3.61 | 3.63 | 3.72 | 3.85 | 4.04 | 4.2 | 3.68 | 3.65 | 3.66 | 3.66 | 3.66 | 3.66 | 3.66 | 3.66 | 3.71 | 3.66 | 3.68 | 3.62 | 3.69 | 3.61 | 3.59 | 3.68 | 3.64 | 3.69 | 3.65 | 3.7 | 3.72 | 3.75 | 3.7 | 3.66 | 3.63 | 3.62 | 3.66 | 3.65 | 3.64 | 3.82 | 3.63 | 3.77 | 3.62 | 3.57 | 3.63 | 3.63 | 3.89 | 3.82 | 3.75 | 3.78 | 3.76 | 3.73 | 3.72 | 3.91 | 3.8 | 3.71 | 3.77 | 3.7 | 3.66 | 3.69 | 3.84 | 3.63 | 3.66 | 3.7 | 3.66 | 3.58 | 3.62 | 3.87 | 3.72 | 3.66 | 3.63 | 3.64 | 3.5 | 3.43 | 3.52 | 3.44 | 3.49 | 3.47 | 3.54 | 3.52 | 3.6 | 3.64
6 | 2.6 | 2.54 | 3.76 | 3.88 | 3.92 | 3.89 | 3.72 | 3.7 | 3.98 | 3.94 | 3.89 | 3.94 | 4.07 | 3.93 | 3.93 | 4 | 4.02 | 4.07 | 4.05 | 4.16 | 3.88 | 3.92 | 4.16 | 4.04 | 4.02 | 4.03 | 4.03 | 3.83 | 3.77 | 4.1 | 3.98 | 4.05 | 4.04 | 4.01 | 3.77 | 3.8 | 4.1 | 4.01 | 4.01 | 4.01 | 4.02 | 3.88 | 3.9 | 4.07 | 3.95 | 3.99 | 3.97 | 4 | 3.7 | 3.78 | 4.12 | 4 | 3.97 | 3.96 | 3.96 | 3.81 | 3.82 | 4.05 | 3.96 | 3.9 | 3.93 | 3.76 | 3.79 | 4.11 | 4.01 | 3.92 | 3.86 | 4.01 | 3.81 | 3.66 | 3.78 | 3.83 | 3.84 | 4.26 | 3.69 | 3.96 | 4.07 | 4.24 | 4.22 | 4.31 | 4.24 | 3.76 | 3.6 | 3.64 | 3.69 | 3.62 | 3.75 | 3.58 | 3.61 | 3.62 | 3.65 | 3.89 | 3.86 | 3.85 | 3.81 | 3.82 | 3.62 | 3.68 | 3.95 | 3.8 | 3.84 | 3.81 | 3.85 | 3.78 | 4.02 | 4.14 | 3.83 | 3.78 | 4.01 | 3.82 | 3.62 | 3.65 | 3.96 | 3.81 | 3.94 | 3.88 | 3.87 | 3.68 | 3.62 | 3.99 | 3.96 | 4.21 | 4.78 | 5.09 | 3.94 | 3.76 | 4.51 | 3.92 | 3.82 | 3.72 | 3.83 | 4.16 | 3.66 | 4.33 | 4.36 | 3.79 | 3.79 | 3.81 | 4.13 | 4.4 | 4.57 | 4.28 | 4.34 | 4.84 | 5.29 | 4.21 | 4.36 | 5.44 | 5.01 | 5.15 | 5.15 | 3.97 | 3.81 | 3.68 | 3.86 | 4.83 | 4.49 | 4.4 | 4.43 | 4.61 | 4.43 | 4.63 | 5.49 | 5.09 | 4.79 | 4.74 | 5.02 | 5.24 | 5.77 | 6.11 | 6.39 | 5.94 | 6.04 | 5.26 | 4.63 | 4.63 | 5.17 | 4.91 | 5.05 | 5.99 | 5.14 | 5.29 | 5.92 | 6.48 | 6.88 | 6.78 | 7.4 | 7.12 | 6.14 | 6.03 | 6.03 | 5.71 | 5.26 | 5.52 | 6.33 | 6.05 | 6.51 | 7.08 | 7.03 | 5.86 | 5.89 | 5.16 | 5.36 | 6.27 | 6.91 | 5.65 | 6.12 | 5.71 | 5.18 | 5.08 | 5.28 | 5.28 | 5.67 | 5.48 | 5.4 | 5.85 | 6.46 | 5.96 | 5.39 | 5.38 | 5.91 | 5.32 | 5.1 | 3.91 | 4.17 | 5.26 | 4.83 | 5.27 | 5.26 | 4.67 | 3.89 | 4.07 | 4.76 | 4.72 | 4.67 | 5.08 | 5.26 | 4.81 | 4.91 | 5.14 | 5.37 | 5.28 | 5.46 | 4.99 | 5.09 | 5.71 | 5.75 | 5.52 | 5.51 | 5.46 | 3.86 | 3.87 | 4.65 | 4.54 | 5.06 | 5.21 | 4.41 | 3.88 | 3.83 | 4.7 | 3.92 | 3.87 | 4.45 | 3.95 | 3.9 | 3.76 | 3.88 | 3.86 | 4.6 | 3.98 | 4.77 | 4.7 | 3.94 | 3.82 | 3.82 | 3.93 | 3.83 | 3.88 | 3.88 | 3.87 | 3.76 | 4.19 | 4.02 | 3.87 | 3.95 | 3.89 | 3.85 | 3.73 | 3.74 | 3.88 | 4.02 | 4.78 | 4.94 | 3.87 | 3.73 | 3.71 | 3.71 | 3.71 | 3.71 | 3.71 | 3.71 | 3.88 | 3.85 | 3.93 | 3.88 | 3.91 | 3.69 | 3.69 | 3.9 | 3.9 | 3.9 | 3.91 | 3.95 | 3.85 | 3.81 | 3.86 | 3.89 | 3.87 | 3.87 | 3.88 | 3.73 | 3.73 | 3.97 | 3.84 | 3.97 | 3.79 | 3.75 | 3.69 | 3.69 | 4.05 | 3.96 | 3.95 | 3.94 | 3.96 | 3.82 | 3.82 | 4.16 | 4.01 | 3.96 | 3.95 | 3.93 | 3.79 | 3.75 | 3.99 | 3.87 | 3.86 | 3.96 | 3.83 | 3.71 | 3.73 | 4.02 | 3.95 | 3.86 | 3.84 | 3.82 | 3.55 | 3.52 | 3.61 | 3.55 | 3.6 | 3.6 | 3.63 | 3.56 | 3.59 | 3.71
7 | 2.75 | 2.6 | 3.98 | 4.15 | 4.16 | 4.12 | 3.91 | 3.79 | 4.24 | 4.31 | 4.25 | 4.22 | 4.32 | 4.13 | 3.98 | 4.17 | 4.31 | 4.38 | 4.38 | 4.34 | 4.07 | 3.96 | 4.36 | 4.34 | 4.34 | 4.34 | 4.33 | 4 | 3.86 | 4.27 | 4.26 | 4.29 | 4.31 | 4.33 | 3.97 | 3.86 | 4.32 | 4.29 | 4.36 | 4.31 | 4.27 | 4 | 3.92 | 4.3 | 4.36 | 4.3 | 4.26 | 4.22 | 3.91 | 3.89 | 4.31 | 4.32 | 4.24 | 4.23 | 4.28 | 4.04 | 3.92 | 4.24 | 4.27 | 4.19 | 4.25 | 3.97 | 3.87 | 4.27 | 4.37 | 4.27 | 4.2 | 4.24 | 3.96 | 3.84 | 4.1 | 3.98 | 4 | 4.42 | 3.83 | 3.98 | 4.11 | 4.46 | 4.26 | 4.45 | 4.38 | 4.01 | 3.7 | 3.69 | 3.93 | 3.81 | 3.97 | 3.77 | 3.81 | 3.7 | 3.69 | 4.17 | 4.24 | 4.15 | 4.14 | 4.12 | 3.79 | 3.73 | 4.16 | 4.08 | 4.13 | 4.05 | 4.2 | 3.97 | 4.13 | 4.3 | 4.15 | 4.12 | 4.3 | 4.1 | 3.79 | 3.72 | 4.15 | 4.12 | 4.21 | 4.18 | 4.13 | 3.84 | 3.73 | 4.21 | 4.33 | 5.45 | 5.86 | 5.83 | 4.43 | 3.87 | 4.9 | 4.15 | 4.13 | 4.07 | 4.16 | 4.78 | 3.72 | 4.48 | 4.73 | 4.12 | 4.09 | 4.61 | 5.02 | 4.52 | 4.91 | 4.69 | 4.86 | 5.56 | 5.8 | 4.99 | 4.41 | 6.25 | 5.82 | 5.23 | 5.23 | 4.18 | 4.1 | 4.19 | 3.92 | 5.4 | 5.08 | 5.1 | 5.21 | 5.46 | 5.32 | 4.73 | 6.46 | 5.55 | 5.08 | 5.04 | 5.64 | 5.34 | 5.81 | 6.39 | 6.43 | 6.45 | 6.75 | 5.88 | 5.53 | 4.78 | 5.75 | 5.5 | 5.78 | 6.8 | 5.89 | 5.39 | 6.52 | 6.57 | 6.95 | 6.73 | 7.57 | 7.19 | 6.16 | 6.24 | 6.3 | 6.14 | 5.91 | 6.33 | 6.48 | 6.06 | 6.68 | 7.22 | 7.19 | 5.01 | 6.65 | 5.79 | 5.37 | 6.55 | 6.9 | 6.52 | 7.09 | 6.6 | 5.4 | 5.15 | 5.94 | 5.94 | 6.46 | 6.3 | 6.19 | 6.66 | 6.46 | 5.91 | 5.49 | 5.88 | 6.75 | 6.16 | 5.67 | 4.4 | 4.23 | 5.78 | 5.1 | 5.76 | 5.89 | 4.86 | 4.39 | 3.97 | 5.18 | 4.96 | 4.87 | 5.74 | 5.79 | 5.35 | 4.91 | 6.4 | 6.09 | 5.87 | 6.17 | 5.53 | 5.12 | 6.46 | 6.73 | 6.22 | 6.26 | 5.93 | 4.38 | 3.9 | 4.79 | 4.69 | 5.46 | 5.75 | 4.56 | 4.43 | 3.9 | 5.05 | 4.26 | 4.26 | 4.8 | 4.29 | 3.99 | 3.81 | 4.23 | 4.29 | 5.43 | 4.31 | 5.03 | 4.88 | 4.26 | 4.02 | 3.92 | 4.18 | 4.18 | 4.24 | 4.21 | 4.23 | 3.93 | 4.28 | 4.36 | 4.21 | 4.29 | 4.31 | 4.2 | 3.9 | 3.79 | 4.26 | 4.37 | 4.94 | 5.45 | 4.23 | 3.89 | 3.8 | 3.8 | 3.8 | 3.8 | 3.8 | 3.8 | 4.2 | 4.2 | 4.22 | 4.21 | 4.26 | 3.8 | 3.65 | 4.09 | 4.15 | 4.23 | 4.23 | 4.23 | 3.8 | 3.77 | 4.18 | 4.15 | 4.17 | 4.17 | 4.22 | 3.74 | 3.73 | 4.17 | 4.21 | 4.21 | 4.05 | 4.05 | 3.76 | 3.72 | 4.24 | 4.27 | 4.29 | 4.3 | 4.27 | 3.86 | 3.9 | 4.42 | 4.42 | 4.28 | 4.37 | 4.3 | 3.86 | 3.8 | 4.26 | 4.26 | 4.2 | 4.31 | 4.25 | 3.82 | 3.81 | 4.19 | 4.24 | 4.17 | 4.16 | 4.1 | 3.63 | 3.59 | 3.81 | 3.81 | 3.86 | 3.86 | 3.91 | 3.61 | 3.64 | 3.86
8 | 2.69 | 2.56 | 4.12 | 4.31 | 4.27 | 4.25 | 3.83 | 3.7 | 4.39 | 4.42 | 4.39 | 4.39 | 4.43 | 4.08 | 3.94 | 4.15 | 4.42 | 4.5 | 4.52 | 4.54 | 4.06 | 3.91 | 4.49 | 4.48 | 4.43 | 4.49 | 4.48 | 3.98 | 3.76 | 4.47 | 4.39 | 4.47 | 4.47 | 4.44 | 3.93 | 3.79 | 4.44 | 4.44 | 4.44 | 4.45 | 4.42 | 3.95 | 3.85 | 4.38 | 4.41 | 4.4 | 4.38 | 4.35 | 3.9 | 3.8 | 4.4 | 4.41 | 4.39 | 4.33 | 4.4 | 3.98 | 3.84 | 4.38 | 4.39 | 4.34 | 4.35 | 3.91 | 3.84 | 4.4 | 4.42 | 4.34 | 4.36 | 4.37 | 3.94 | 3.78 | 4.37 | 4.32 | 4.4 | 4.76 | 4.23 | 4.23 | 4.25 | 4.6 | 5.14 | 5.31 | 5.32 | 5.06 | 3.88 | 3.83 | 4.22 | 4.15 | 4.63 | 4.07 | 4.15 | 3.9 | 3.81 | 4.38 | 4.37 | 4.36 | 4.31 | 4.24 | 3.88 | 3.76 | 4.31 | 4.29 | 4.33 | 4.35 | 4.39 | 3.98 | 4.18 | 4.51 | 4.36 | 4.4 | 4.45 | 4.34 | 3.81 | 3.74 | 4.35 | 4.38 | 4.47 | 4.44 | 4.35 | 3.87 | 3.77 | 4.44 | 4.52 | 5.76 | 6.08 | 6.08 | 4.44 | 3.87 | 4.88 | 4.42 | 4.31 | 4.28 | 4.52 | 4.52 | 3.78 | 4.87 | 5.12 | 4.33 | 4.36 | 4.91 | 4.96 | 4.69 | 4.89 | 4.98 | 5.07 | 5.72 | 5.82 | 4.83 | 4.75 | 5.98 | 5.9 | 5.55 | 5.55 | 4.33 | 4.25 | 4.49 | 4.28 | 5.24 | 5.35 | 5.32 | 5.56 | 5.71 | 5.38 | 4.88 | 6.14 | 5.96 | 5.46 | 5.43 | 5.93 | 5.56 | 5.88 | 6.74 | 6.83 | 6.69 | 6.9 | 6.17 | 5.6 | 4.86 | 5.89 | 5.86 | 5.98 | 6.39 | 6.03 | 5.56 | 6.92 | 6.82 | 7.06 | 7.25 | 7.76 | 7.31 | 6.17 | 6.27 | 6.49 | 6.18 | 6.1 | 6.58 | 6.55 | 6.22 | 7.35 | 7.49 | 7.5 | 6.95 | 6.59 | 6.14 | 5.48 | 7.05 | 7.05 | 6.79 | 7.21 | 6.79 | 5.58 | 5.24 | 6.19 | 6.19 | 6.83 | 6.59 | 6.32 | 6.92 | 6.55 | 5.84 | 5.75 | 6.07 | 6.81 | 6.37 | 5.73 | 4.51 | 4.32 | 5.86 | 5.36 | 6 | 6.14 | 5.19 | 4.59 | 4.26 | 5.51 | 5.41 | 5.44 | 6 | 6.07 | 5.8 | 4.95 | 6.77 | 6.22 | 6.14 | 6.5 | 6 | 5.1 | 6.54 | 6.96 | 6.33 | 6.54 | 6.2 | 4.33 | 3.92 | 5.1 | 5.1 | 5.83 | 6.04 | 4.78 | 4.45 | 3.96 | 5.35 | 4.52 | 4.46 | 4.98 | 4.51 | 3.99 | 3.78 | 4.45 | 4.5 | 5.37 | 4.39 | 5.21 | 5.04 | 4.25 | 3.94 | 3.86 | 4.14 | 4.37 | 4.35 | 4.28 | 4.34 | 3.83 | 4.21 | 4.47 | 4.29 | 4.42 | 4.42 | 4.32 | 3.87 | 3.72 | 4.38 | 4.53 | 5.15 | 5.29 | 4.35 | 3.89 | 3.76 | 3.76 | 3.76 | 3.76 | 3.76 | 3.76 | 4.37 | 4.36 | 4.34 | 4.29 | 4.35 | 3.74 | 3.64 | 4.31 | 4.33 | 4.35 | 4.4 | 4.42 | 3.83 | 3.75 | 4.32 | 4.33 | 4.36 | 4.3 | 4.33 | 3.71 | 3.66 | 4.3 | 4.35 | 4.3 | 4 | 3.94 | 3.7 | 3.65 | 4.39 | 4.38 | 4.44 | 4.4 | 4.39 | 3.78 | 3.8 | 4.5 | 4.52 | 4.36 | 4.52 | 4.39 | 3.81 | 3.72 | 4.35 | 4.28 | 4.29 | 4.32 | 4.29 | 3.76 | 3.7 | 4.28 | 4.18 | 4.26 | 4.31 | 4.17 | 3.47 | 3.46 | 3.7 | 3.72 | 3.83 | 3.84 | 3.93 | 3.54 | 3.47 | 3.78
9 | 2.68 | 2.55 | 4.39 | 4.53 | 4.55 | 4.48 | 3.88 | 3.74 | 4.73 | 4.72 | 4.67 | 4.73 | 4.76 | 4.12 | 3.91 | 4.23 | 4.73 | 4.78 | 4.77 | 4.81 | 4.14 | 3.93 | 4.79 | 4.74 | 4.77 | 4.72 | 4.73 | 4.03 | 3.78 | 4.69 | 4.68 | 4.69 | 4.65 | 4.7 | 3.98 | 3.79 | 4.71 | 4.69 | 4.67 | 4.77 | 4.81 | 4.03 | 3.82 | 4.64 | 4.71 | 4.67 | 4.66 | 4.63 | 3.97 | 3.83 | 4.64 | 4.66 | 4.61 | 4.68 | 4.66 | 4.06 | 3.86 | 4.74 | 4.71 | 4.59 | 4.57 | 3.99 | 3.83 | 4.67 | 4.65 | 4.64 | 4.64 | 4.66 | 3.99 | 3.78 | 4.56 | 4.45 | 4.44 | 4.68 | 4.33 | 4.19 | 4.19 | 4.7 | 5.05 | 5.29 | 5.18 | 4.92 | 3.89 | 3.83 | 4.38 | 4.28 | 4.34 | 4.26 | 4.28 | 3.9 | 3.76 | 4.7 | 4.69 | 4.55 | 4.46 | 4.45 | 3.91 | 3.85 | 4.63 | 4.59 | 4.56 | 4.6 | 4.66 | 4.05 | 4.2 | 4.76 | 4.59 | 4.64 | 4.67 | 4.61 | 3.89 | 3.76 | 4.62 | 4.64 | 4.7 | 4.66 | 4.6 | 3.93 | 3.81 | 4.64 | 4.67 | 6.08 | 6.56 | 5.76 | 4.48 | 3.98 | 4.95 | 4.68 | 4.58 | 4.57 | 4.94 | 4.57 | 3.82 | 5.18 | 5.35 | 4.59 | 4.7 | 5.33 | 5.21 | 4.86 | 4.92 | 5.07 | 5.37 | 5.91 | 6.03 | 4.86 | 5.04 | 6.3 | 6.29 | 6.04 | 6.04 | 4.64 | 4.49 | 4.73 | 4.37 | 5.46 | 5.46 | 5.53 | 5.72 | 5.88 | 5.53 | 5.06 | 7.04 | 6.21 | 5.71 | 5.75 | 6.27 | 6.12 | 6.09 | 7.17 | 7.25 | 7.18 | 7.24 | 6.23 | 5.54 | 4.98 | 6.18 | 6.17 | 6.42 | 7.07 | 6.42 | 5.56 | 7.5 | 7.04 | 7.32 | 7.62 | 8.08 | 7.51 | 6.19 | 6.52 | 6.67 | 6.4 | 6.43 | 7.21 | 6.62 | 6.37 | 7.69 | 7.91 | 7.77 | 7.22 | 6.62 | 6.27 | 5.44 | 7.48 | 7.27 | 7.11 | 7.4 | 6.99 | 5.67 | 5.2 | 6.55 | 6.55 | 7.14 | 6.89 | 6.68 | 7.17 | 6.73 | 5.84 | 5.99 | 6.5 | 7.03 | 6.6 | 6.11 | 4.73 | 4.46 | 6.09 | 6.33 | 6.39 | 6.43 | 5.66 | 4.76 | 4.31 | 5.73 | 5.92 | 5.87 | 6.5 | 6.52 | 6.04 | 5.15 | 7 | 6.81 | 6.56 | 7.09 | 6.1 | 5.22 | 6.46 | 7.39 | 6.52 | 6.75 | 6.53 | 4.5 | 3.99 | 5.51 | 5.78 | 6.31 | 6.41 | 5.13 | 4.69 | 4.23 | 5.85 | 4.79 | 4.76 | 5.32 | 4.79 | 4.11 | 3.87 | 4.78 | 4.8 | 5.61 | 4.7 | 5.46 | 5.45 | 4.5 | 3.98 | 3.86 | 4.37 | 4.66 | 4.58 | 4.6 | 4.61 | 3.97 | 4.25 | 4.66 | 4.58 | 4.72 | 4.73 | 4.61 | 3.97 | 3.75 | 4.69 | 4.85 | 5.48 | 5.62 | 4.62 | 3.98 | 3.78 | 3.78 | 3.78 | 3.78 | 3.78 | 3.78 | 4.65 | 4.62 | 4.57 | 4.51 | 4.61 | 3.76 | 3.7 | 4.59 | 4.61 | 4.6 | 4.62 | 4.62 | 3.84 | 3.81 | 4.56 | 4.64 | 4.58 | 4.56 | 4.59 | 3.78 | 3.69 | 4.62 | 4.61 | 4.5 | 4.01 | 3.98 | 3.71 | 3.66 | 4.63 | 4.65 | 4.67 | 4.62 | 4.56 | 3.84 | 3.82 | 4.79 | 4.67 | 4.67 | 4.68 | 4.58 | 3.83 | 3.75 | 4.52 | 4.56 | 4.47 | 4.48 | 4.44 | 3.81 | 3.73 | 4.48 | 4.38 | 4.48 | 4.41 | 4.36 | 3.51 | 3.42 | 3.71 | 3.67 | 3.83 | 3.86 | 3.94 | 3.48 | 3.51 | 3.78
10 | 2.69 | 2.56 | 4.59 | 4.64 | 4.64 | 4.6 | 3.91 | 3.8 | 4.89 | 4.87 | 4.84 | 4.95 | 4.9 | 4.19 | 3.93 | 4.3 | 4.92 | 4.94 | 5.02 | 4.99 | 4.17 | 3.96 | 4.96 | 4.93 | 4.95 | 4.96 | 4.9 | 4.09 | 3.83 | 4.9 | 4.88 | 4.88 | 4.88 | 4.86 | 4.11 | 3.85 | 4.93 | 4.91 | 4.71 | 4.91 | 4.9 | 4.1 | 3.87 | 4.92 | 4.87 | 4.83 | 4.8 | 4.72 | 4.02 | 3.83 | 4.83 | 4.87 | 4.86 | 4.94 | 4.79 | 4.13 | 3.9 | 4.88 | 4.91 | 4.77 | 4.76 | 4.04 | 3.84 | 4.86 | 4.92 | 4.91 | 4.79 | 4.77 | 4.11 | 3.8 | 4.67 | 4.69 | 4.89 | 4.9 | 4.63 | 4.35 | 4.24 | 5.01 | 5.48 | 5.61 | 5.61 | 5.02 | 3.92 | 3.85 | 4.62 | 4.67 | 4.69 | 4.51 | 4.56 | 3.97 | 3.79 | 4.93 | 4.83 | 4.73 | 4.68 | 4.53 | 4.05 | 3.92 | 4.81 | 4.79 | 4.74 | 4.85 | 4.88 | 4.17 | 4.32 | 4.89 | 4.77 | 4.93 | 4.85 | 4.78 | 3.99 | 3.83 | 4.84 | 4.89 | 4.9 | 4.84 | 4.76 | 4.02 | 3.86 | 4.95 | 4.89 | 6.15 | 6.79 | 5.88 | 4.56 | 4.02 | 5.02 | 5.68 | 4.78 | 4.72 | 5.73 | 4.57 | 3.99 | 5.77 | 5.84 | 4.73 | 4.9 | 5.74 | 5.46 | 5.02 | 4.8 | 5.29 | 5.63 | 6.44 | 6.28 | 4.97 | 5.15 | 6.55 | 6.51 | 5.9 | 5.9 | 4.79 | 4.65 | 4.82 | 4.53 | 5.68 | 5.68 | 5.78 | 6.22 | 6.41 | 5.94 | 5.15 | 7.28 | 6.41 | 5.82 | 6.22 | 6.46 | 6.27 | 6.13 | 7.57 | 7.53 | 7.55 | 7.35 | 6.42 | 5.63 | 5.1 | 6.35 | 6.42 | 6.54 | 7.22 | 6.26 | 5.57 | 7.8 | 7.51 | 7.44 | 7.82 | 8.25 | 7.44 | 6.26 | 7 | 7.1 | 6.74 | 6.73 | 7.4 | 6.85 | 6.56 | 7.94 | 8.13 | 7.97 | 7.37 | 7.12 | 6.29 | 5.59 | 7.76 | 7.48 | 7.46 | 7.57 | 7.13 | 5.69 | 5.38 | 7.09 | 7.09 | 7.35 | 7.02 | 6.87 | 7.38 | 6.93 | 5.9 | 6.33 | 6.69 | 7.11 | 6.61 | 6.18 | 5.11 | 4.59 | 6.38 | 6.47 | 6.65 | 6.75 | 4.57 | 4.91 | 4.42 | 5.82 | 6.56 | 6.2 | 6.72 | 6.88 | 6.02 | 5.23 | 7.44 | 6.88 | 6.9 | 7.53 | 6.17 | 5.18 | 6.66 | 7.78 | 6.79 | 7.07 | 6.62 | 4.75 | 4.21 | 6.09 | 6.15 | 6.58 | 6.57 | 5.74 | 5.04 | 4.46 | 6.15 | 4.98 | 4.94 | 5.23 | 5.04 | 4.13 | 3.92 | 5.02 | 5.06 | 5.84 | 4.9 | 5.62 | 5.9 | 4.78 | 4.04 | 3.9 | 4.71 | 4.98 | 4.84 | 4.89 | 4.79 | 4.06 | 4.25 | 4.93 | 4.87 | 4.98 | 4.97 | 4.83 | 4.07 | 3.84 | 4.99 | 5.1 | 5.79 | 6.04 | 4.83 | 4.04 | 3.83 | 3.83 | 3.83 | 3.83 | 3.83 | 3.83 | 4.86 | 4.83 | 4.82 | 4.71 | 4.79 | 3.83 | 3.73 | 4.85 | 4.85 | 4.87 | 4.87 | 4.82 | 3.94 | 3.93 | 4.74 | 4.86 | 4.87 | 4.8 | 4.77 | 3.8 | 3.73 | 4.8 | 4.83 | 4.69 | 4.07 | 3.99 | 3.69 | 3.67 | 4.86 | 4.88 | 4.93 | 4.83 | 4.78 | 3.88 | 3.91 | 5.07 | 4.92 | 4.79 | 4.93 | 4.8 | 3.86 | 3.78 | 4.7 | 4.7 | 4.67 | 4.63 | 4.58 | 3.84 | 3.75 | 4.63 | 4.49 | 4.56 | 4.58 | 4.43 | 3.51 | 3.41 | 3.79 | 3.68 | 3.88 | 3.98 | 3.96 | 3.51 | 3.47 | 3.81
11 | 2.72 | 2.56 | 4.73 | 4.75 | 4.74 | 4.65 | 3.97 | 3.8 | 4.99 | 4.9 | 4.88 | 4.97 | 4.97 | 4.25 | 4.01 | 4.4 | 4.96 | 5.03 | 5.02 | 5.01 | 4.25 | 3.98 | 5.1 | 4.96 | 4.99 | 5.04 | 4.92 | 4.12 | 3.93 | 4.96 | 4.92 | 4.9 | 4.93 | 4.91 | 4.16 | 3.93 | 4.98 | 4.96 | 4.79 | 4.93 | 4.96 | 4.19 | 3.95 | 4.92 | 4.91 | 4.93 | 4.83 | 4.76 | 4.1 | 3.88 | 4.87 | 4.93 | 4.89 | 5.01 | 4.91 | 4.22 | 3.92 | 4.93 | 4.91 | 4.93 | 4.86 | 4.1 | 3.87 | 4.91 | 5.01 | 4.95 | 4.91 | 4.86 | 4.13 | 3.92 | 4.84 | 4.94 | 5.29 | 5.36 | 4.8 | 4.49 | 4.36 | 5.25 | 5.54 | 6.01 | 5.86 | 5.15 | 3.97 | 4 | 4.8 | 4.8 | 4.95 | 4.67 | 4.74 | 4.03 | 3.88 | 4.93 | 4.91 | 4.85 | 4.82 | 4.68 | 4.19 | 3.95 | 4.93 | 4.88 | 4.8 | 4.95 | 4.97 | 4.25 | 4.42 | 5 | 4.82 | 5.04 | 4.95 | 4.79 | 4.06 | 3.84 | 4.93 | 4.95 | 4.96 | 4.91 | 4.82 | 4.05 | 3.89 | 5.22 | 5.02 | 6.21 | 6.79 | 5.61 | 4.6 | 4.29 | 4.75 | 5.62 | 4.82 | 4.93 | 5.72 | 4.61 | 4.03 | 5.74 | 6.26 | 4.74 | 5.52 | 5.86 | 5.69 | 5.06 | 4.85 | 5.34 | 5.81 | 6.54 | 6.37 | 5.1 | 5.37 | 6.22 | 6.41 | 6.06 | 6.06 | 4.81 | 4.86 | 4.98 | 4.52 | 5.83 | 5.78 | 5.9 | 6.22 | 6.53 | 5.81 | 5.25 | 7.47 | 6.22 | 6.02 | 6.49 | 6.71 | 6.55 | 6.1 | 7.72 | 7.76 | 7.75 | 7.44 | 6.55 | 5.68 | 5.13 | 6.44 | 6.52 | 6.64 | 7.13 | 6.49 | 5.63 | 7.78 | 7.77 | 7.53 | 7.97 | 8.35 | 7.43 | 6.43 | 7.01 | 7.18 | 6.83 | 6.99 | 7.6 | 6.92 | 6.71 | 8.11 | 8.18 | 7.96 | 7.62 | 7.2 | 6.4 | 5.57 | 8 | 7.61 | 7.84 | 7.66 | 7.35 | 5.86 | 5.55 | 7.47 | 7.47 | 7.52 | 7.16 | 7.1 | 7.47 | 7.25 | 6 | 6.7 | 6.93 | 7.32 | 6.83 | 6.28 | 5.06 | 4.69 | 6.44 | 6.59 | 6.79 | 6.72 | 4.53 | 5.02 | 4.54 | 6.28 | 6.54 | 6.62 | 6.88 | 7.15 | 6.08 | 5.38 | 7.56 | 6.92 | 7.1 | 7.9 | 6.36 | 5.3 | 6.62 | 7.95 | 6.97 | 7.14 | 6.74 | 5.02 | 4.53 | 6.26 | 6.46 | 6.82 | 6.6 | 5.79 | 5.21 | 4.62 | 6.2 | 5.05 | 5.1 | 5.58 | 5.09 | 4.18 | 3.97 | 5.11 | 5.89 | 5.85 | 5.07 | 5.77 | 6.32 | 4.99 | 4.06 | 3.88 | 4.6 | 4.94 | 4.9 | 4.92 | 4.86 | 4.14 | 4.37 | 4.99 | 4.88 | 5.1 | 4.96 | 4.88 | 4.09 | 3.86 | 5.16 | 5.27 | 6.21 | 6.24 | 4.94 | 4.11 | 3.88 | 3.88 | 3.88 | 3.88 | 3.88 | 3.88 | 4.88 | 4.86 | 4.85 | 4.77 | 4.83 | 3.91 | 3.76 | 4.91 | 4.89 | 4.87 | 4.93 | 4.91 | 4.1 | 4.05 | 4.76 | 4.9 | 4.89 | 4.81 | 4.84 | 3.88 | 3.79 | 4.91 | 4.87 | 4.7 | 4 | 4.02 | 3.69 | 3.74 | 4.92 | 4.94 | 4.93 | 4.86 | 4.82 | 3.97 | 3.98 | 5.18 | 5.02 | 4.87 | 1.49 | 4.83 | 3.89 | 3.8 | 4.82 | 4.74 | 4.78 | 4.72 | 4.63 | 3.85 | 3.77 | 4.67 | 4.73 | 4.65 | 4.64 | 4.43 | 3.49 | 3.44 | 3.8 | 3.69 | 3.92 | 3.97 | 4 | 3.56 | 3.51 | 3.86
12 | 2.72 | 2.57 | 4.79 | 4.76 | 4.81 | 4.69 | 3.99 | 3.9 | 5.1 | 5 | 4.89 | 5.02 | 5.06 | 4.27 | 4.04 | 4.49 | 5.02 | 5.06 | 5.11 | 5.11 | 4.29 | 4.08 | 5.15 | 5.08 | 5.1 | 5.09 | 4.96 | 4.21 | 3.98 | 5 | 5.04 | 4.96 | 4.98 | 5.01 | 4.24 | 4.02 | 5.02 | 5.01 | 4.81 | 5.03 | 4.97 | 4.23 | 4.06 | 4.93 | 4.98 | 5.01 | 4.89 | 4.85 | 4.17 | 3.95 | 4.89 | 4.98 | 5 | 5.02 | 4.94 | 4.26 | 3.97 | 4.98 | 5.01 | 4.96 | 4.94 | 4.21 | 3.97 | 4.95 | 5.09 | 5.15 | 4.94 | 4.89 | 4.2 | 4 | 5.05 | 5.05 | 5.42 | 5.53 | 4.89 | 4.66 | 4.46 | 5.37 | 5.82 | 6.13 | 5.87 | 5.3 | 4.06 | 4.08 | 4.9 | 4.85 | 5.09 | 4.78 | 4.78 | 4.09 | 3.92 | 5.05 | 5.1 | 4.93 | 4.9 | 4.68 | 4.22 | 4.03 | 5.06 | 4.92 | 4.89 | 5.05 | 5.11 | 4.37 | 4.61 | 5.04 | 4.86 | 5.2 | 4.99 | 4.86 | 4.06 | 3.92 | 5.03 | 5.13 | 5.08 | 5.02 | 4.84 | 4.09 | 3.99 | 5.12 | 5.07 | 6.41 | 7.4 | 5.67 | 4.57 | 4.27 | 4.81 | 6.04 | 4.87 | 4.94 | 5.87 | 4.59 | 4.01 | 5.78 | 6.31 | 4.79 | 5.71 | 6.15 | 5.37 | 5.13 | 4.88 | 5.48 | 5.89 | 6.6 | 6.15 | 5.19 | 5.44 | 6.78 | 6.49 | 6.36 | 6.36 | 4.83 | 4.86 | 5 | 4.64 | 6.29 | 5.76 | 6.16 | 6.09 | 6.45 | 5.9 | 5.35 | 7.57 | 6.57 | 6.08 | 6.71 | 6.95 | 6.77 | 6.21 | 7.91 | 7.93 | 7.94 | 7.29 | 6.68 | 5.77 | 5.27 | 6.53 | 6.57 | 6.81 | 6.96 | 6.62 | 5.94 | 7.98 | 7.9 | 7.61 | 8.11 | 8.34 | 7.46 | 6.4 | 7.11 | 7.12 | 7 | 7.08 | 7.73 | 7.09 | 6.8 | 8.09 | 8.29 | 8.11 | 7.81 | 7.18 | 6.48 | 5.66 | 8.15 | 7.62 | 8.13 | 7.74 | 7.36 | 5.82 | 5.75 | 7.62 | 7.62 | 7.69 | 7.16 | 7.34 | 7.88 | 7.34 | 6.12 | 6.83 | 6.99 | 7.35 | 7 | 6.38 | 5.17 | 4.78 | 6.39 | 6.81 | 6.91 | 6.86 | 4.68 | 5.11 | 4.74 | 6.31 | 6.56 | 6.74 | 7.09 | 7.31 | 6.17 | 5.38 | 7.59 | 7.03 | 7.21 | 7.98 | 6.42 | 5.29 | 6.82 | 8.03 | 7.24 | 7.23 | 6.87 | 5.25 | 4.57 | 6.37 | 6.67 | 7 | 6.68 | 5.99 | 5.33 | 4.76 | 6.36 | 5.12 | 5.61 | 5.64 | 5.18 | 4.26 | 4.03 | 5.11 | 5.86 | 5.85 | 5.11 | 5.84 | 6.4 | 4.99 | 4.18 | 3.97 | 4.6 | 5.09 | 4.95 | 4.99 | 4.85 | 4.22 | 4.4 | 5.03 | 4.96 | 5.17 | 4.97 | 4.99 | 4.18 | 3.95 | 5.26 | 5.3 | 6.34 | 6.35 | 4.91 | 4.12 | 3.91 | 3.91 | 3.91 | 3.91 | 3.91 | 3.91 | 4.99 | 4.95 | 4.89 | 4.8 | 4.86 | 3.93 | 3.86 | 4.99 | 5 | 4.87 | 5 | 4.94 | 4.19 | 4.13 | 4.79 | 4.96 | 4.91 | 4.88 | 4.89 | 3.94 | 3.86 | 5.04 | 4.94 | 4.81 | 4.04 | 4.06 | 3.73 | 3.8 | 5.02 | 4.99 | 4.99 | 4.93 | 4.88 | 4.06 | 4 | 5.28 | 5.06 | 4.99 | 3.14 | 4.9 | 3.91 | 3.78 | 4.88 | 4.84 | 4.8 | 4.75 | 4.66 | 3.86 | 3.81 | 4.76 | 4.77 | 4.71 | 4.71 | 4.42 | 3.53 | 3.47 | 3.83 | 3.68 | 3.98 | 4.01 | 4.07 | 3.57 | 3.56 | 3.89
13 | 2.73 | 2.59 | 4.75 | 4.75 | 4.76 | 4.73 | 4.03 | 3.9 | 5.01 | 5 | 4.95 | 5.05 | 5.04 | 4.34 | 4.13 | 4.51 | 5.07 | 5.07 | 5.08 | 5.2 | 4.31 | 4.13 | 5.18 | 5.08 | 5.1 | 5.06 | 5.08 | 4.3 | 4.1 | 5.01 | 5.09 | 4.99 | 5.05 | 5.07 | 4.28 | 4.07 | 5.1 | 5.08 | 4.83 | 5.05 | 5.03 | 4.25 | 4.11 | 4.96 | 4.99 | 5.06 | 4.93 | 4.87 | 4.23 | 4.09 | 5 | 5.06 | 5.03 | 5.07 | 4.96 | 4.33 | 4.09 | 5.03 | 5.04 | 5.03 | 4.98 | 4.24 | 4.09 | 5.03 | 5.24 | 5.18 | 5.01 | 4.91 | 4.28 | 4.12 | 5.26 | 5.14 | 5.6 | 5.61 | 5.05 | 4.77 | 4.58 | 5.45 | 5.82 | 6.24 | 6.44 | 5.38 | 4.12 | 4.23 | 4.93 | 4.97 | 5.69 | 4.83 | 4.86 | 4.14 | 3.99 | 5.04 | 5.11 | 4.92 | 4.91 | 4.72 | 4.3 | 4.16 | 5.07 | 5.03 | 4.94 | 5.07 | 5.17 | 4.5 | 4.66 | 5.07 | 4.94 | 5.27 | 5.03 | 4.9 | 4.15 | 4.02 | 5.08 | 5.15 | 5.11 | 5.04 | 4.92 | 4.18 | 4 | 5.24 | 5.3 | 6.48 | 7.45 | 5.74 | 4.59 | 4.16 | 4.82 | 5.74 | 4.89 | 4.94 | 5.88 | 4.59 | 4.06 | 5.82 | 6.44 | 4.8 | 5.45 | 6.17 | 5.65 | 5.1 | 4.9 | 5.63 | 6.03 | 6.69 | 6.21 | 5.22 | 5.51 | 6.29 | 6.57 | 6.01 | 6.01 | 4.77 | 4.88 | 5.01 | 4.69 | 6.08 | 5.75 | 6.23 | 6.37 | 6.79 | 5.96 | 5.4 | 7.61 | 6.56 | 6.38 | 6.76 | 7.03 | 6.94 | 6.21 | 7.95 | 8.06 | 8.05 | 7.37 | 6.66 | 5.81 | 5.39 | 6.56 | 6.65 | 6.86 | 6.94 | 6.47 | 6.63 | 8 | 7.9 | 7.6 | 8.12 | 8.36 | 7.35 | 6.39 | 7.24 | 7.11 | 7.14 | 7.31 | 7.9 | 7.19 | 6.91 | 8.11 | 8.35 | 8.21 | 7.95 | 7.29 | 6.55 | 5.75 | 8.31 | 7.64 | 8.32 | 7.87 | 7.44 | 5.92 | 5.61 | 7.73 | 7.73 | 7.69 | 7.23 | 7.52 | 7.88 | 7.43 | 6.1 | 6.79 | 7.16 | 7.35 | 6.91 | 6.28 | 5.26 | 4.79 | 6.42 | 6.86 | 7.02 | 7.01 | 4.61 | 5.14 | 5.15 | 6.39 | 6.65 | 6.8 | 7.17 | 7.54 | 6.31 | 5.5 | 7.46 | 7.07 | 7.37 | 8.13 | 6.52 | 5.52 | 6.9 | 8.06 | 7.38 | 7.36 | 7.07 | 5.39 | 4.75 | 6.45 | 6.8 | 7.05 | 6.62 | 6.07 | 5.45 | 4.87 | 6.67 | 5.25 | 6.21 | 6.11 | 5.28 | 4.32 | 4.16 | 5.25 | 6.09 | 5.91 | 5.18 | 6.17 | 6.53 | 5.02 | 4.24 | 4.08 | 4.75 | 5.17 | 5 | 5.16 | 4.93 | 4.26 | 4.54 | 5.06 | 5.06 | 5.31 | 5.03 | 5.08 | 4.26 | 4.11 | 5.33 | 5.45 | 6.49 | 6.48 | 4.9 | 4.23 | 4.02 | 4.02 | 4.02 | 4.02 | 4.02 | 4.02 | 4.99 | 4.99 | 4.93 | 4.88 | 4.89 | 4.07 | 3.93 | 5 | 5.04 | 4.99 | 5.06 | 5.01 | 4.33 | 4.31 | 4.85 | 4.95 | 4.92 | 4.95 | 4.92 | 4.04 | 4.05 | 5.06 | 5.05 | 4.7 | 4.1 | 4.09 | 3.91 | 3.91 | 5.02 | 5.05 | 4.94 | 5.01 | 4.93 | 4.09 | 4.13 | 5.38 | 5.11 | 4.96 | 5 | 4.96 | 3.99 | 3.81 | 4.89 | 4.79 | 4.82 | 4.75 | 4.59 | 3.93 | 3.81 | 4.76 | 4.7 | 4.72 | 4.69 | 4.36 | 3.48 | 3.45 | 3.82 | 3.71 | 3.97 | 4.03 | 4.07 | 3.6 | 3.56 | 3.89
14 | 2.72 | 2.6 | 4.71 | 4.72 | 4.78 | 4.81 | 4.02 | 3.89 | 5.02 | 5.02 | 4.92 | 5.1 | 5.11 | 4.32 | 4.05 | 4.52 | 5.13 | 5.14 | 5.13 | 5.12 | 4.25 | 4.12 | 5.2 | 5.06 | 5.16 | 5.12 | 5.01 | 4.18 | 4.11 | 5.05 | 5.06 | 5.03 | 5.02 | 5.05 | 4.28 | 4.09 | 5.12 | 5.09 | 5.01 | 5.04 | 4.99 | 4.22 | 4.04 | 4.98 | 4.99 | 5.12 | 4.97 | 4.84 | 4.2 | 4.09 | 4.97 | 5.04 | 5.04 | 5.05 | 4.98 | 4.31 | 4.05 | 5.08 | 5.06 | 5.03 | 4.99 | 4.21 | 4.05 | 5.06 | 5.24 | 5.27 | 4.95 | 4.97 | 4.31 | 4.12 | 5.26 | 5.17 | 5.67 | 5.78 | 5.04 | 4.85 | 4.72 | 5.47 | 5.91 | 6.28 | 6.16 | 5.35 | 4.16 | 4.3 | 4.96 | 5.03 | 5.65 | 4.9 | 4.85 | 4.18 | 4.07 | 5.09 | 5.11 | 4.99 | 4.92 | 4.75 | 4.36 | 4.27 | 5.16 | 4.97 | 4.94 | 5.02 | 5.2 | 4.51 | 4.69 | 5.08 | 4.94 | 5.38 | 5.01 | 4.94 | 4.13 | 4 | 5.06 | 5.17 | 5.15 | 5.06 | 4.94 | 4.18 | 4.01 | 5.17 | 5.31 | 6.62 | 7.29 | 5.71 | 4.56 | 4.04 | 4.83 | 5.75 | 4.89 | 4.99 | 5.94 | 4.62 | 4.1 | 5.88 | 6.49 | 4.86 | 5.5 | 6.02 | 5.66 | 5.15 | 5.13 | 5.53 | 6.48 | 6.82 | 5.96 | 5.2 | 5.55 | 6.5 | 6.88 | 6.19 | 6.19 | 4.76 | 5.49 | 5.03 | 4.64 | 6.12 | 5.85 | 6.04 | 6.27 | 6.71 | 6.2 | 5.36 | 7.61 | 6.49 | 6.38 | 6.8 | 7.04 | 6.91 | 6.09 | 7.99 | 8.07 | 8.07 | 7.34 | 6.71 | 5.82 | 5.41 | 6.53 | 6.6 | 6.96 | 7.09 | 6.81 | 5.7 | 7.99 | 7.91 | 7.55 | 8.18 | 8.4 | 7.27 | 6.34 | 7.41 | 7.07 | 7.26 | 7.31 | 7.8 | 6.97 | 6.84 | 8.18 | 8.42 | 8.28 | 7.95 | 7.32 | 6.59 | 5.78 | 8.39 | 7.37 | 8.41 | 7.85 | 7.43 | 5.88 | 5.54 | 7.8 | 7.8 | 7.67 | 7.18 | 7.64 | 7.89 | 7.4 | 6.07 | 6.8 | 7.25 | 7.34 | 6.93 | 6.36 | 5.29 | 4.81 | 6.58 | 6.76 | 7.05 | 7.01 | 4.69 | 5.16 | 5.29 | 6.51 | 6.8 | 6.88 | 7.28 | 7.57 | 6.3 | 5.57 | 7.34 | 7.09 | 7.45 | 8.09 | 6.53 | 5.61 | 7.01 | 8.08 | 7.46 | 7.49 | 7.17 | 5.42 | 4.75 | 6.54 | 6.9 | 7.16 | 6.55 | 6.19 | 5.44 | 4.9 | 6.74 | 5.26 | 6.14 | 6.38 | 5.25 | 4.35 | 4.23 | 5.46 | 6.21 | 5.99 | 5.22 | 6.16 | 6.68 | 5.02 | 4.24 | 4.1 | 4.82 | 5.22 | 5.07 | 5.16 | 5.05 | 4.29 | 4.57 | 5.07 | 5.18 | 5.33 | 5.07 | 5.02 | 4.21 | 4.2 | 5.4 | 5.59 | 6.59 | 6.49 | 4.89 | 4.21 | 4.02 | 4.02 | 4.02 | 4.02 | 4.02 | 4.02 | 5.03 | 5.04 | 4.96 | 4.99 | 4.92 | 4.04 | 3.91 | 5.03 | 5.07 | 5.01 | 5.07 | 4.97 | 4.29 | 4.31 | 4.89 | 5.02 | 4.97 | 4.94 | 4.92 | 3.99 | 3.98 | 5.08 | 5.06 | 4.72 | 4.09 | 4.08 | 3.9 | 3.92 | 5.08 | 5.04 | 5.02 | 4.99 | 4.87 | 4.13 | 4.13 | 5.5 | 5.1 | 4.98 | 5 | 4.93 | 4.01 | 3.84 | 4.89 | 4.83 | 4.81 | 4.78 | 4.61 | 3.86 | 3.78 | 4.78 | 4.73 | 4.71 | 4.69 | 4.27 | 3.49 | 3.43 | 3.81 | 3.71 | 3.93 | 4.06 | 4.03 | 3.59 | 3.53 | 3.88
15 | 2.72 | 2.58 | 4.68 | 4.73 | 4.75 | 4.8 | 4.04 | 3.91 | 4.89 | 4.89 | 4.84 | 5.04 | 5.04 | 4.29 | 4.03 | 4.51 | 5.03 | 5.02 | 5 | 4.98 | 4.28 | 4.1 | 5.12 | 5.01 | 5.09 | 5.06 | 4.93 | 4.16 | 4.09 | 4.97 | 5.03 | 4.95 | 4.97 | 5.03 | 4.26 | 4.05 | 5 | 4.97 | 4.91 | 4.99 | 4.95 | 4.21 | 4.05 | 4.93 | 4.95 | 4.98 | 4.88 | 4.81 | 4.17 | 4.05 | 4.94 | 5.04 | 4.98 | 4.99 | 4.91 | 4.32 | 4.04 | 4.93 | 4.95 | 4.97 | 4.9 | 4.25 | 4.05 | 4.96 | 5.17 | 5.23 | 4.9 | 4.85 | 4.31 | 4.19 | 5.27 | 5.13 | 5.76 | 5.81 | 5.1 | 4.87 | 4.6 | 5.64 | 5.96 | 6.53 | 6.06 | 5.39 | 4.72 | 4.25 | 4.98 | 5.12 | 5.7 | 4.88 | 4.86 | 4.13 | 4.08 | 5.03 | 5.06 | 4.9 | 4.78 | 4.71 | 4.38 | 4.23 | 5.17 | 4.9 | 4.86 | 5.03 | 5.16 | 4.57 | 4.75 | 5.02 | 4.93 | 5.39 | 4.92 | 4.85 | 4.17 | 4.05 | 4.99 | 5.08 | 5.04 | 4.94 | 4.91 | 4.26 | 4.11 | 5.09 | 5.6 | 6.51 | 7.53 | 5.54 | 4.58 | 4 | 4.82 | 5.74 | 4.81 | 4.89 | 6.05 | 4.57 | 4.11 | 5.91 | 6.27 | 4.93 | 5.54 | 6.28 | 5.6 | 5.12 | 5.71 | 5.77 | 6.14 | 6.85 | 5.91 | 5.35 | 5.58 | 6.73 | 6.73 | 5.83 | 5.83 | 4.73 | 5.31 | 5.09 | 4.68 | 6.28 | 5.81 | 6.31 | 6.19 | 6.58 | 6.08 | 5.4 | 7.62 | 6.62 | 6.3 | 6.81 | 6.93 | 6.89 | 6.06 | 7.89 | 8.12 | 8 | 7.17 | 6.12 | 5.71 | 5.4 | 6.59 | 6.6 | 7.16 | 7.4 | 6.87 | 5.89 | 8.05 | 7.94 | 7.61 | 8.11 | 8.37 | 7.23 | 6.37 | 7.44 | 7.06 | 7.3 | 7.27 | 7.46 | 6.88 | 6.97 | 8.18 | 8.43 | 8.18 | 7.85 | 7.32 | 6.62 | 5.77 | 8.36 | 7.35 | 8.49 | 7.95 | 7.56 | 5.94 | 5.56 | 7.79 | 7.79 | 7.7 | 7.25 | 7.69 | 7.87 | 7.45 | 6.07 | 6.89 | 7.38 | 7.27 | 6.85 | 6.37 | 5.32 | 4.78 | 6.48 | 6.79 | 7.12 | 7.01 | 5.72 | 5.28 | 5.15 | 6.42 | 6.77 | 6.88 | 7.3 | 7.73 | 6.4 | 5.54 | 7.46 | 7.13 | 7.57 | 8.01 | 6.6 | 5.45 | 6.99 | 8.06 | 7.58 | 7.56 | 7.14 | 5.52 | 4.75 | 6.54 | 6.92 | 7.15 | 6.44 | 6.18 | 5.48 | 4.85 | 6.69 | 5.2 | 6.29 | 6.23 | 5.17 | 4.42 | 4.27 | 6.01 | 6.26 | 5.89 | 5.21 | 6.14 | 6.58 | 5.01 | 4.21 | 4.02 | 4.79 | 5.16 | 4.98 | 5.12 | 4.93 | 4.33 | 4.59 | 4.98 | 5.23 | 5.29 | 5.02 | 4.96 | 4.17 | 4.21 | 5.3 | 5.49 | 6.67 | 6.4 | 4.8 | 4.2 | 4.02 | 4.02 | 4.02 | 4.02 | 4.02 | 4.02 | 4.96 | 5.02 | 4.94 | 4.88 | 4.82 | 4 | 3.91 | 4.95 | 4.99 | 4.91 | 5.01 | 4.92 | 4.29 | 4.28 | 4.84 | 4.9 | 4.89 | 4.87 | 4.9 | 3.97 | 3.95 | 4.98 | 4.93 | 4.62 | 4.08 | 4.1 | 3.84 | 3.88 | 4.99 | 4.98 | 4.97 | 4.96 | 4.84 | 4.12 | 4.06 | 5.4 | 5.06 | 4.93 | 5 | 4.91 | 3.98 | 3.83 | 4.83 | 4.8 | 4.78 | 4.69 | 4.59 | 3.82 | 3.77 | 4.73 | 4.7 | 4.65 | 4.64 | 4.22 | 3.45 | 3.44 | 3.78 | 3.7 | 3.94 | 4.03 | 3.97 | 3.57 | 3.47 | 3.85
16 | 2.72 | 2.62 | 4.68 | 4.71 | 4.7 | 4.68 | 4.02 | 3.9 | 4.91 | 4.85 | 4.81 | 4.96 | 4.94 | 4.25 | 4.09 | 4.5 | 4.96 | 5 | 4.97 | 4.87 | 4.31 | 4.17 | 5.1 | 4.98 | 5.08 | 5 | 4.91 | 4.15 | 4.13 | 4.91 | 5 | 4.92 | 4.89 | 5 | 4.22 | 4.06 | 4.99 | 4.99 | 4.92 | 4.91 | 4.89 | 4.17 | 4.07 | 4.91 | 4.94 | 5 | 4.82 | 4.81 | 4.18 | 4.07 | 4.84 | 5 | 4.92 | 4.93 | 4.9 | 4.25 | 4.04 | 4.85 | 4.9 | 4.84 | 4.86 | 4.23 | 4.09 | 4.9 | 5.12 | 5.12 | 4.87 | 4.86 | 4.3 | 4.2 | 5.2 | 5.12 | 5.7 | 5.74 | 5.21 | 4.85 | 4.68 | 6.07 | 6.16 | 6.3 | 6.14 | 5.35 | 4.46 | 4.15 | 4.86 | 5.63 | 5.67 | 4.8 | 4.75 | 4.17 | 4.06 | 5 | 5 | 4.87 | 4.8 | 4.69 | 4.37 | 4.26 | 5.13 | 4.85 | 4.9 | 5.01 | 5.17 | 4.59 | 4.82 | 4.95 | 4.84 | 5.31 | 4.89 | 4.82 | 4.2 | 4.07 | 4.9 | 5.12 | 5 | 4.84 | 4.85 | 4.16 | 4.04 | 5.05 | 5.5 | 6.4 | 7.34 | 5.52 | 4.61 | 4.14 | 4.76 | 5.78 | 4.82 | 4.87 | 6.15 | 4.5 | 4.12 | 5.88 | 6.65 | 4.84 | 5.55 | 6.04 | 5.54 | 5.12 | 5.39 | 5.65 | 6.31 | 6.86 | 6.2 | 5.33 | 5.56 | 6.26 | 6.71 | 5.87 | 5.87 | 4.74 | 5.27 | 5.14 | 4.66 | 6.04 | 5.79 | 6.18 | 6.39 | 6.92 | 5.97 | 5.39 | 7.65 | 6.57 | 6.24 | 6.71 | 6.91 | 6.88 | 5.98 | 7.79 | 8.04 | 7.98 | 7.23 | 6.69 | 5.64 | 5.38 | 6.5 | 6.59 | 7.19 | 7.02 | 6.67 | 5.8 | 7.96 | 7.86 | 7.53 | 7.86 | 8.38 | 7.15 | 6.29 | 7.45 | 6.81 | 7.3 | 7.52 | 7.28 | 6.89 | 6.93 | 8.11 | 8.44 | 8.14 | 7.95 | 7.16 | 6.5 | 5.83 | 8.38 | 7.55 | 8.35 | 7.93 | 7.39 | 5.97 | 5.53 | 7.76 | 7.76 | 7.6 | 7.21 | 7.53 | 7.79 | 7.28 | 6.05 | 6.85 | 7.43 | 7.2 | 6.61 | 6.17 | 5.34 | 4.74 | 6.34 | 6.78 | 7.14 | 6.89 | 6.09 | 5.25 | 5.07 | 6.47 | 6.67 | 6.9 | 7.27 | 7.67 | 6.36 | 5.52 | 7.39 | 7.11 | 7.51 | 7.85 | 6.57 | 5.45 | 6.97 | 7.94 | 7.56 | 7.52 | 6.99 | 5.47 | 4.71 | 6.5 | 6.89 | 6.98 | 6.33 | 6.17 | 5.42 | 4.87 | 6.7 | 5.11 | 6 | 6.03 | 5.04 | 4.41 | 4.22 | 5.8 | 6.22 | 5.89 | 5.76 | 6.09 | 6.46 | 4.88 | 4.16 | 4.04 | 4.77 | 5.2 | 4.97 | 5.15 | 4.8 | 4.45 | 4.49 | 4.96 | 5.17 | 5.32 | 4.95 | 4.85 | 4.08 | 4.27 | 5.3 | 5.49 | 6.59 | 6.41 | 4.78 | 4.13 | 4.06 | 4.06 | 4.06 | 4.06 | 4.06 | 4.06 | 4.86 | 4.92 | 4.8 | 4.84 | 4.76 | 3.99 | 3.97 | 4.93 | 4.94 | 4.93 | 5 | 4.89 | 4.32 | 4.33 | 4.85 | 4.86 | 4.9 | 4.88 | 4.82 | 3.99 | 3.95 | 4.93 | 4.95 | 4.51 | 4.11 | 4.08 | 3.85 | 3.88 | 4.98 | 4.98 | 4.9 | 4.91 | 4.82 | 4.1 | 4.03 | 5.37 | 4.96 | 4.96 | 4.98 | 4.89 | 3.94 | 3.83 | 4.8 | 4.72 | 4.71 | 4.69 | 4.54 | 3.81 | 3.74 | 4.73 | 4.69 | 4.66 | 4.6 | 4.21 | 3.44 | 3.43 | 3.75 | 3.72 | 3.93 | 3.98 | 3.99 | 3.57 | 3.48 | 3.83
17 | 2.73 | 2.62 | 4.74 | 4.72 | 4.74 | 4.68 | 4.07 | 4 | 4.93 | 4.96 | 4.87 | 5.01 | 4.9 | 4.29 | 4.21 | 4.52 | 5.07 | 5.01 | 4.98 | 4.83 | 4.32 | 4.24 | 5.12 | 4.98 | 5.12 | 5.05 | 4.9 | 4.21 | 4.17 | 4.92 | 5.02 | 4.95 | 4.9 | 4.9 | 4.24 | 4.07 | 4.98 | 5.02 | 4.92 | 4.92 | 4.85 | 4.22 | 4.11 | 4.89 | 4.97 | 4.97 | 4.85 | 4.71 | 4.18 | 4.1 | 4.89 | 4.95 | 4.93 | 4.95 | 4.86 | 4.19 | 4.08 | 4.86 | 4.92 | 4.85 | 4.79 | 4.22 | 4.07 | 4.86 | 5.08 | 5.11 | 4.89 | 4.78 | 4.22 | 4.2 | 5.13 | 5.03 | 5.63 | 5.7 | 5.18 | 4.84 | 4.63 | 5.85 | 6.2 | 6.38 | 6.01 | 5.29 | 4.42 | 4.13 | 4.8 | 5.57 | 5.17 | 4.75 | 4.72 | 4.12 | 4.06 | 4.89 | 4.91 | 4.75 | 4.69 | 4.61 | 4.24 | 4.21 | 5.05 | 4.77 | 4.74 | 4.86 | 5.07 | 4.58 | 4.81 | 4.95 | 4.8 | 5.3 | 4.78 | 4.69 | 4.12 | 4.06 | 4.83 | 5.01 | 4.99 | 4.81 | 4.76 | 4.11 | 4.04 | 4.91 | 5.42 | 6.49 | 7.15 | 5.37 | 4.6 | 4.01 | 4.69 | 5.61 | 4.75 | 4.78 | 5.89 | 4.35 | 4.04 | 5.69 | 6.52 | 4.72 | 5.47 | 5.83 | 5.31 | 5.07 | 5.36 | 5.52 | 6.35 | 6.77 | 5.83 | 5.27 | 5.44 | 6.58 | 6.69 | 5.68 | 5.68 | 4.64 | 5.17 | 4.97 | 4.64 | 6.07 | 5.77 | 5.9 | 6.27 | 6.66 | 6.03 | 5.36 | 7.5 | 6.43 | 6.17 | 6.68 | 6.84 | 6.84 | 6.04 | 7.73 | 7.97 | 7.86 | 7.19 | 6.59 | 5.59 | 5.37 | 6.4 | 6.53 | 7 | 7.15 | 6.76 | 5.81 | 7.91 | 7.82 | 7.56 | 8.02 | 8.28 | 7.14 | 6.25 | 7.23 | 6.88 | 7.26 | 7.38 | 7.57 | 6.93 | 6.93 | 8.06 | 8.36 | 8.15 | 7.42 | 7.13 | 6.58 | 5.97 | 8.25 | 7.34 | 8.27 | 7.8 | 7.26 | 5.94 | 5.58 | 7.7 | 7.7 | 7.39 | 7.22 | 7.37 | 7.82 | 6.83 | 6.03 | 6.77 | 7.32 | 6.98 | 6.44 | 5.93 | 5.31 | 4.72 | 6.28 | 6.72 | 6.92 | 6.77 | 6.03 | 5.2 | 5.14 | 6.51 | 6.55 | 6.94 | 7.36 | 7.5 | 6.38 | 5.59 | 7.24 | 7.12 | 7.35 | 7.69 | 6.26 | 5.47 | 7 | 7.82 | 7.51 | 7.43 | 6.83 | 5.4 | 4.68 | 6.41 | 6.81 | 6.83 | 5.83 | 6.03 | 5.32 | 4.88 | 6.52 | 5.03 | 5.95 | 5.93 | 4.93 | 4.38 | 4.2 | 5.76 | 6.25 | 5.65 | 5.48 | 5.99 | 6.34 | 4.76 | 4.08 | 4.07 | 4.73 | 5.02 | 4.9 | 5.11 | 4.72 | 4.6 | 4.47 | 4.88 | 5.05 | 5.2 | 4.9 | 4.76 | 4.08 | 4.29 | 5.3 | 5.39 | 6.56 | 6.35 | 4.68 | 4.13 | 4.03 | 4.03 | 4.03 | 4.03 | 4.03 | 4.03 | 4.8 | 4.79 | 4.73 | 4.84 | 4.68 | 4.01 | 4.03 | 4.92 | 4.95 | 5.02 | 4.99 | 4.88 | 4.34 | 4.46 | 4.85 | 4.91 | 4.95 | 4.89 | 4.76 | 4.08 | 4.07 | 4.94 | 4.94 | 4.55 | 4.21 | 4.22 | 3.95 | 4.05 | 5.03 | 4.93 | 4.95 | 4.99 | 4.94 | 4.26 | 4.21 | 5.42 | 4.99 | 5.02 | 4.99 | 4.87 | 4.03 | 3.98 | 4.83 | 4.75 | 4.76 | 4.67 | 4.61 | 3.94 | 3.91 | 4.71 | 4.69 | 4.7 | 4.56 | 4.16 | 3.59 | 3.56 | 3.89 | 3.87 | 4.03 | 4.09 | 4.06 | 3.72 | 3.61 | 3.9
18 | 2.67 | 2.64 | 4.54 | 4.52 | 4.51 | 4.43 | 4 | 4.08 | 4.83 | 4.8 | 4.8 | 4.88 | 4.78 | 4.27 | 4.3 | 4.52 | 4.91 | 4.91 | 4.95 | 4.81 | 4.27 | 4.32 | 5.02 | 4.97 | 5.03 | 4.99 | 4.82 | 4.15 | 4.32 | 4.85 | 4.97 | 4.85 | 4.91 | 4.84 | 4.17 | 4.26 | 4.94 | 4.99 | 4.88 | 4.94 | 4.79 | 4.22 | 4.33 | 4.86 | 4.79 | 4.89 | 4.84 | 4.64 | 4.15 | 4.29 | 4.85 | 4.92 | 4.85 | 4.92 | 4.8 | 4.22 | 4.24 | 4.85 | 4.89 | 4.8 | 4.73 | 4.14 | 4.24 | 4.81 | 4.99 | 5 | 4.79 | 4.69 | 4.17 | 4.32 | 5.06 | 4.96 | 5.55 | 5.58 | 4.96 | 4.69 | 4.43 | 5.35 | 6.07 | 6.39 | 6.19 | 5.09 | 4.36 | 4.08 | 4.67 | 5.9 | 4.82 | 4.71 | 4.58 | 4.06 | 3.98 | 4.77 | 4.73 | 4.61 | 4.61 | 4.5 | 4.05 | 4.25 | 4.9 | 4.66 | 4.63 | 4.77 | 4.91 | 4.46 | 4.84 | 4.84 | 4.69 | 5.14 | 4.68 | 4.6 | 4 | 4.14 | 4.72 | 4.83 | 4.83 | 4.66 | 4.59 | 4 | 4.12 | 4.85 | 4.96 | 6.35 | 7.3 | 5.08 | 4.4 | 3.93 | 4.47 | 5.35 | 4.45 | 4.54 | 5.75 | 4.18 | 4.17 | 5.42 | 6.19 | 4.54 | 5.2 | 5.82 | 5.13 | 4.98 | 5.17 | 5.35 | 5.83 | 6.6 | 5.72 | 4.99 | 5.46 | 6.74 | 6.44 | 5.45 | 5.45 | 4.49 | 5.05 | 4.84 | 4.56 | 5.9 | 5.53 | 5.91 | 5.87 | 6.26 | 5.22 | 5.34 | 7.3 | 6.14 | 5.93 | 6.41 | 6.58 | 6.89 | 6.08 | 7.57 | 7.77 | 7.69 | 6.97 | 6.42 | 5.11 | 5.32 | 6.18 | 6.38 | 6.83 | 7.23 | 5.97 | 5.57 | 7.75 | 7.77 | 7.51 | 7.85 | 8.08 | 6.95 | 6.36 | 7.17 | 6.64 | 7.02 | 7 | 7.2 | 6.85 | 6.97 | 7.9 | 8.18 | 7.91 | 7.59 | 6.89 | 5.84 | 5.9 | 7.96 | 6.92 | 8.04 | 7.56 | 6.95 | 5.75 | 5.6 | 7.44 | 7.44 | 7.22 | 6.98 | 7.1 | 7.48 | 6.59 | 6.02 | 6.58 | 7.24 | 6.67 | 6.19 | 5.75 | 4.84 | 4.73 | 6.05 | 6.4 | 6.74 | 6.6 | 5.9 | 4.69 | 5 | 6.18 | 6.31 | 6.8 | 7.07 | 7.36 | 5.54 | 5.56 | 6.97 | 6.88 | 7.11 | 7.48 | 5.34 | 5.46 | 6.92 | 7.53 | 7.27 | 7.15 | 6.57 | 4.78 | 4.74 | 6.27 | 6.56 | 6.71 | 5.52 | 5.84 | 4.7 | 4.87 | 6.31 | 4.91 | 5.81 | 5.73 | 4.82 | 4.22 | 4.21 | 5.58 | 6.07 | 4.97 | 5.31 | 5.85 | 5.82 | 4.59 | 4.05 | 4.15 | 4.61 | 4.88 | 4.76 | 4.93 | 4.54 | 4.54 | 4.36 | 4.74 | 4.97 | 5.08 | 4.76 | 4.64 | 3.96 | 4.3 | 5.22 | 5.26 | 6.39 | 6.23 | 4.55 | 4.07 | 4.16 | 4.16 | 4.16 | 4.16 | 4.16 | 4.16 | 4.67 | 4.73 | 4.69 | 4.77 | 4.54 | 4.04 | 4.18 | 4.74 | 4.81 | 4.85 | 4.9 | 4.81 | 4.07 | 4.43 | 4.78 | 4.85 | 4.86 | 4.86 | 4.67 | 4.04 | 4.15 | 4.82 | 4.84 | 4.5 | 4.14 | 4.22 | 3.96 | 4.12 | 4.86 | 4.84 | 4.85 | 4.88 | 4.77 | 4.22 | 4.22 | 5.29 | 4.92 | 4.83 | 4.81 | 4.7 | 4.04 | 3.98 | 4.54 | 4.55 | 4.53 | 4.48 | 4.43 | 3.92 | 3.9 | 4.49 | 4.47 | 4.42 | 4.37 | 4.09 | 3.63 | 3.57 | 3.87 | 3.84 | 3.98 | 4.06 | 4.06 | 3.71 | 3.62 | 3.88
19 | 2.62 | 2.62 | 4.31 | 4.21 | 4.26 | 4.15 | 3.91 | 4.08 | 4.56 | 4.55 | 4.49 | 4.59 | 4.58 | 4.21 | 4.28 | 4.28 | 4.67 | 4.66 | 4.76 | 4.5 | 4.23 | 4.27 | 4.74 | 4.67 | 4.73 | 4.63 | 4.44 | 4.07 | 4.3 | 4.57 | 4.68 | 4.53 | 4.65 | 4.5 | 4.12 | 4.24 | 4.63 | 4.65 | 4.61 | 4.67 | 4.61 | 4.21 | 4.29 | 4.6 | 4.56 | 4.6 | 4.52 | 4.34 | 4.07 | 4.27 | 4.6 | 4.62 | 4.55 | 4.65 | 4.51 | 4.17 | 4.23 | 4.67 | 4.63 | 4.57 | 4.46 | 4.12 | 4.27 | 4.58 | 4.69 | 4.76 | 4.59 | 4.47 | 4.16 | 4.35 | 4.95 | 4.83 | 5.46 | 5.39 | 4.79 | 4.57 | 4.38 | 5.01 | 5.83 | 5.68 | 6.15 | 4.99 | 4.22 | 4.14 | 4.59 | 5.6 | 4.7 | 4.6 | 4.47 | 3.98 | 4.05 | 4.56 | 4.51 | 4.31 | 4.37 | 4.2 | 4.03 | 4.25 | 4.56 | 4.39 | 4.44 | 4.53 | 4.61 | 4.39 | 4.82 | 4.55 | 4.45 | 4.86 | 4.42 | 4.24 | 3.91 | 4.02 | 4.42 | 4.53 | 4.51 | 4.45 | 4.34 | 3.98 | 4.1 | 4.6 | 4.62 | 5.8 | 6.48 | 4.7 | 4.33 | 3.93 | 4.17 | 4.89 | 4.14 | 4.21 | 5.13 | 3.84 | 4.13 | 4.97 | 5.3 | 4.16 | 4.68 | 5.12 | 4.62 | 4.86 | 4.73 | 4.74 | 5.39 | 6.01 | 5.02 | 4.47 | 5.39 | 6.02 | 5.81 | 4.83 | 4.83 | 4.19 | 4.61 | 4.77 | 4.55 | 5.21 | 4.98 | 5.18 | 5.29 | 5.91 | 5.12 | 5.26 | 6.5 | 5.41 | 5.3 | 5.56 | 6.34 | 6.69 | 6.11 | 7.32 | 7.56 | 6.99 | 6.16 | 5.21 | 4.93 | 5.16 | 5.06 | 6.16 | 6.61 | 5.73 | 5.92 | 5.52 | 7.59 | 7.69 | 7.37 | 7.78 | 7.94 | 6.72 | 6.19 | 6.89 | 5.57 | 5.8 | 5.75 | 6.93 | 6.79 | 6.84 | 7.74 | 7.98 | 7.67 | 6.19 | 6.04 | 5.69 | 5.82 | 7.11 | 5.67 | 6.63 | 6.13 | 6.35 | 5.5 | 5.59 | 6.07 | 6.07 | 5.76 | 5.75 | 5.7 | 7.31 | 6.51 | 5.93 | 5.46 | 5.98 | 5.52 | 5.1 | 4.76 | 4.68 | 4.6 | 4.99 | 5.23 | 5.44 | 5.33 | 4.78 | 4.46 | 4.94 | 5.08 | 5.15 | 5.65 | 5.85 | 5.89 | 5.36 | 5.58 | 5.71 | 5.64 | 5.88 | 6.07 | 5.27 | 5.44 | 5.58 | 6.1 | 5.97 | 6.63 | 5.78 | 4.63 | 4.68 | 5.62 | 5.5 | 5.58 | 4.92 | 4.99 | 4.6 | 4.82 | 5.35 | 4.58 | 5.09 | 5.02 | 4.5 | 4.13 | 4.24 | 5.02 | 5.24 | 4.65 | 4.66 | 5.16 | 4.83 | 4.39 | 4.09 | 4.21 | 4.43 | 4.77 | 4.53 | 4.75 | 4.3 | 4.45 | 4.36 | 4.55 | 4.65 | 4.79 | 4.55 | 4.41 | 3.99 | 4.34 | 5.02 | 5.04 | 5.3 | 5.24 | 4.38 | 4.06 | 4.23 | 4.23 | 4.23 | 4.23 | 4.23 | 4.23 | 4.54 | 4.49 | 4.46 | 4.61 | 4.35 | 3.99 | 4.14 | 4.5 | 4.49 | 4.46 | 4.59 | 4.46 | 4.76 | 4.33 | 4.43 | 4.51 | 4.44 | 4.52 | 4.37 | 3.96 | 4.15 | 4.51 | 4.52 | 4.22 | 3.95 | 4.02 | 3.89 | 4.12 | 4.54 | 4.54 | 4.55 | 4.55 | 4.41 | 4.13 | 4.17 | 4.95 | 4.6 | 4.55 | 4.5 | 4.33 | 3.96 | 3.92 | 4.21 | 4.19 | 4.24 | 4.23 | 4.09 | 3.86 | 3.89 | 4.19 | 4.11 | 4.1 | 4.12 | 3.88 | 3.56 | 3.54 | 3.69 | 3.64 | 3.77 | 3.83 | 3.8 | 3.68 | 3.64 | 3.74
20 | 2.61 | 2.62 | 4.22 | 4.14 | 4.14 | 4.13 | 3.83 | 3.96 | 4.48 | 4.39 | 4.36 | 4.51 | 4.42 | 4.09 | 4.24 | 4.22 | 4.58 | 4.56 | 4.67 | 4.38 | 4.1 | 4.15 | 4.6 | 4.52 | 4.56 | 4.57 | 4.36 | 4 | 4.2 | 4.41 | 4.51 | 4.43 | 4.52 | 4.39 | 3.98 | 4.12 | 4.53 | 4.57 | 4.5 | 4.54 | 4.45 | 4.09 | 4.25 | 4.45 | 4.45 | 4.51 | 4.44 | 4.22 | 3.95 | 4.18 | 4.48 | 4.51 | 4.49 | 4.49 | 4.42 | 4.07 | 4.13 | 4.54 | 4.54 | 4.46 | 4.33 | 3.97 | 4.17 | 4.48 | 4.59 | 4.64 | 4.46 | 4.41 | 4.01 | 4.31 | 4.71 | 4.58 | 5.22 | 4.62 | 4.7 | 4.53 | 4.34 | 4.68 | 4.94 | 5.25 | 5.26 | 4.65 | 3.92 | 4.13 | 4.35 | 5.2 | 4.39 | 4.39 | 4.25 | 3.98 | 4.07 | 4.57 | 4.49 | 4.38 | 4.41 | 4.26 | 4.01 | 4.24 | 4.56 | 4.43 | 4.43 | 4.49 | 4.5 | 4.29 | 4.82 | 4.56 | 4.43 | 4.84 | 4.42 | 4.27 | 3.93 | 4.06 | 4.38 | 4.51 | 4.54 | 4.39 | 4.27 | 3.95 | 4.09 | 4.57 | 4.58 | 5.59 | 6.35 | 4.68 | 4.21 | 4.01 | 4.14 | 4.79 | 4.16 | 4.11 | 5.14 | 3.79 | 4.06 | 4.95 | 5.27 | 4.09 | 4.62 | 5 | 4.55 | 4.66 | 4.64 | 4.63 | 5.08 | 5.87 | 4.98 | 4.36 | 5.23 | 5.96 | 5.67 | 4.72 | 4.72 | 4.11 | 4.5 | 4.69 | 4.49 | 5.08 | 4.86 | 5.05 | 5.22 | 5.63 | 5.03 | 5.21 | 6.43 | 5.36 | 5.23 | 5.41 | 6.27 | 6.53 | 6.08 | 7.26 | 7.45 | 6.46 | 6.1 | 5.15 | 4.9 | 5.27 | 4.96 | 6.19 | 6.69 | 5.51 | 5.71 | 5.49 | 7.66 | 7.59 | 7.38 | 7.73 | 7.82 | 6.59 | 6.07 | 6.8 | 5.53 | 5.61 | 5.61 | 6.97 | 6.84 | 6.76 | 7.68 | 7.91 | 7.55 | 6 | 5.79 | 5.59 | 5.81 | 6.94 | 5.52 | 6.48 | 5.85 | 5.84 | 5.36 | 5.72 | 5.95 | 5.95 | 5.61 | 5.68 | 5.7 | 7.21 | 6.5 | 5.99 | 5.34 | 5.88 | 5.43 | 5 | 4.72 | 4.66 | 4.71 | 4.87 | 5.13 | 5.38 | 5.23 | 4.68 | 4.43 | 4.91 | 5.02 | 5.09 | 5.55 | 5.72 | 5.74 | 5.33 | 5.2 | 5.61 | 5.67 | 5.8 | 5.99 | 5.26 | 5.51 | 5.55 | 5.99 | 5.79 | 6.62 | 5.61 | 4.67 | 4.76 | 5.57 | 5.39 | 5.54 | 4.86 | 4.9 | 4.51 | 4.78 | 5.13 | 4.5 | 5 | 4.88 | 4.48 | 4.13 | 4.28 | 4.96 | 5.21 | 4.62 | 4.56 | 5.06 | 4.63 | 4.32 | 4.03 | 4.17 | 4.41 | 4.66 | 4.42 | 4.48 | 4.22 | 4.39 | 4.27 | 4.42 | 4.65 | 4.68 | 4.41 | 4.35 | 3.93 | 4.31 | 4.97 | 4.87 | 5.19 | 4.65 | 4.26 | 3.97 | 4.15 | 4.15 | 4.15 | 4.15 | 4.15 | 4.15 | 4.42 | 4.41 | 4.4 | 4.44 | 4.23 | 3.89 | 4.06 | 4.34 | 4.4 | 4.44 | 4.4 | 4.3 | 4.62 | 4.26 | 4.37 | 4.43 | 4.37 | 4.42 | 4.2 | 3.89 | 4.1 | 4.42 | 4.4 | 4.12 | 3.84 | 3.92 | 3.79 | 4.04 | 4.44 | 4.43 | 4.44 | 4.43 | 4.3 | 4.05 | 4.12 | 4.76 | 4.41 | 4.43 | 4.36 | 4.21 | 3.91 | 3.87 | 4.12 | 4.08 | 4.16 | 4.11 | 4.03 | 3.82 | 3.85 | 4.14 | 4.04 | 4.02 | 4.01 | 3.82 | 3.55 | 3.54 | 3.62 | 3.61 | 3.72 | 3.76 | 3.8 | 3.66 | 3.59 | 3.69
21 | 2.61 | 2.66 | 4.17 | 4.1 | 4.08 | 4.04 | 3.82 | 3.94 | 4.33 | 4.29 | 4.28 | 4.39 | 4.32 | 4.07 | 4.15 | 4.15 | 4.46 | 4.5 | 4.57 | 4.24 | 4.06 | 4.14 | 4.5 | 4.44 | 4.48 | 4.44 | 4.29 | 3.94 | 4.25 | 4.3 | 4.41 | 4.37 | 4.43 | 4.27 | 3.93 | 4.08 | 4.44 | 4.44 | 4.45 | 4.47 | 4.35 | 4.02 | 4.22 | 4.38 | 4.37 | 4.42 | 4.36 | 4.12 | 3.89 | 4.14 | 4.43 | 4.43 | 4.39 | 4.41 | 4.29 | 3.99 | 4.13 | 4.44 | 4.42 | 4.37 | 4.22 | 3.95 | 4.11 | 4.36 | 4.46 | 4.58 | 4.45 | 4.25 | 3.89 | 4.22 | 4.66 | 4.51 | 5.19 | 4.56 | 4.61 | 4.55 | 4.31 | 4.81 | 4.93 | 5.01 | 5 | 4.51 | 3.87 | 4.03 | 4.38 | 5.18 | 4.38 | 4.41 | 4.25 | 3.95 | 4.06 | 4.5 | 4.42 | 4.26 | 4.32 | 4.14 | 4.06 | 4.14 | 4.51 | 4.31 | 4.35 | 4.37 | 4.38 | 4.25 | 4.77 | 4.46 | 4.37 | 4.74 | 4.28 | 4.16 | 3.89 | 4.1 | 4.28 | 4.45 | 4.42 | 4.35 | 4.24 | 3.98 | 4.07 | 4.49 | 4.53 | 5.08 | 5.78 | 4.57 | 3.91 | 3.99 | 4.08 | 4.39 | 4.09 | 4.08 | 4.61 | 3.81 | 3.96 | 4.45 | 4.69 | 4.04 | 4.17 | 4.44 | 4.51 | 4.65 | 4.19 | 4.1 | 4.98 | 5.1 | 4.46 | 4.4 | 5.07 | 5.39 | 4.82 | 4.21 | 4.21 | 4.01 | 4.05 | 4.64 | 4.44 | 4.51 | 4.27 | 4.48 | 4.7 | 5.06 | 4.89 | 5.12 | 5.94 | 4.89 | 4.8 | 4.98 | 6.14 | 6.29 | 5.99 | 7.21 | 7.29 | 5.88 | 5.42 | 4.98 | 4.85 | 5.13 | 4.82 | 6.03 | 6.57 | 5.38 | 5.71 | 5.51 | 7.53 | 7.44 | 7.29 | 7.65 | 7.75 | 6.45 | 6.04 | 6.63 | 5.52 | 5.49 | 5.66 | 6.86 | 6.77 | 6.73 | 7.48 | 7.74 | 7.5 | 5.99 | 5.71 | 5.57 | 5.84 | 6.85 | 5.5 | 6.36 | 5.77 | 5.77 | 5.31 | 5.72 | 5.84 | 5.84 | 5.45 | 5.64 | 5.72 | 7.07 | 6.47 | 5.95 | 5.26 | 5.81 | 5.45 | 4.95 | 4.69 | 4.68 | 4.78 | 4.91 | 5.1 | 5.33 | 5.04 | 4.61 | 4.41 | 4.88 | 4.92 | 4.98 | 5.47 | 5.57 | 5.6 | 5.26 | 5.17 | 5.52 | 5.56 | 5.69 | 5.7 | 5.27 | 5.49 | 5.55 | 5.9 | 5.66 | 6.42 | 5.45 | 4.6 | 4.68 | 5.03 | 5.27 | 5.33 | 4.73 | 4.78 | 4.43 | 4.74 | 4.99 | 4.4 | 4.9 | 4.74 | 4.39 | 4.06 | 4.21 | 4.78 | 5.1 | 4.48 | 4.53 | 4.94 | 4.53 | 4.21 | 3.98 | 4.13 | 4.29 | 4.46 | 4.35 | 4.39 | 4.13 | 4.39 | 4.26 | 4.37 | 4.54 | 4.53 | 4.25 | 4.18 | 3.84 | 4.25 | 4.81 | 4.81 | 5.04 | 4.46 | 4.11 | 3.94 | 4.12 | 4.12 | 4.12 | 4.12 | 4.12 | 4.12 | 4.32 | 4.3 | 4.3 | 4.35 | 4.11 | 3.85 | 4.01 | 4.27 | 4.31 | 4.34 | 4.33 | 4.2 | 4.05 | 4.18 | 4.28 | 4.32 | 4.32 | 4.3 | 4.17 | 3.86 | 4.04 | 4.36 | 4.32 | 4.03 | 3.8 | 3.88 | 3.8 | 4.03 | 4.38 | 4.38 | 4.38 | 4.35 | 4.21 | 4.01 | 4.08 | 4.63 | 4.31 | 4.33 | 4.3 | 4.08 | 3.84 | 3.82 | 4.03 | 4.01 | 4.07 | 4.03 | 3.99 | 3.81 | 3.81 | 4.08 | 3.96 | 3.95 | 3.93 | 3.75 | 3.55 | 3.51 | 3.64 | 3.58 | 3.71 | 3.74 | 3.72 | 3.65 | 3.6 | 3.68
22 | 2.61 | 2.66 | 4.09 | 3.98 | 3.99 | 3.97 | 3.78 | 3.97 | 4.26 | 4.21 | 4.17 | 4.43 | 4.22 | 4.06 | 4.12 | 4.11 | 4.41 | 4.43 | 4.46 | 4.19 | 4.04 | 4.11 | 4.45 | 4.36 | 4.4 | 4.34 | 4.19 | 3.96 | 4.21 | 4.25 | 4.33 | 4.3 | 4.38 | 4.16 | 3.93 | 4.07 | 4.32 | 4.37 | 4.36 | 4.36 | 4.26 | 3.99 | 4.14 | 4.29 | 4.32 | 4.31 | 4.3 | 4.08 | 3.85 | 4.14 | 4.3 | 4.31 | 4.3 | 4.34 | 4.2 | 3.95 | 4.16 | 4.33 | 4.36 | 4.29 | 4.15 | 3.95 | 4.1 | 4.29 | 4.33 | 4.45 | 4.39 | 4.2 | 3.88 | 4.22 | 4.53 | 4.41 | 5.04 | 4.33 | 4.43 | 4.37 | 4.55 | 4.85 | 4.86 | 4.59 | 4.5 | 4.07 | 3.85 | 4.01 | 4.3 | 4.71 | 4.33 | 4.35 | 4.16 | 3.91 | 4.02 | 4.41 | 4.33 | 4.15 | 4.28 | 4.08 | 4.02 | 4 | 4.4 | 4.3 | 4.25 | 4.35 | 4.32 | 4.23 | 4.71 | 4.36 | 4.27 | 4.6 | 4.26 | 4.17 | 3.9 | 4.1 | 4.21 | 4.33 | 4.35 | 4.27 | 4.16 | 3.98 | 4.1 | 4.42 | 4.49 | 4.99 | 5.63 | 4.53 | 3.95 | 4.01 | 4.04 | 4.3 | 4.06 | 4.08 | 4.54 | 3.72 | 3.9 | 4.42 | 4.68 | 4.01 | 4.12 | 4.46 | 4.57 | 4.76 | 4.11 | 4.11 | 4.94 | 5.08 | 4.4 | 4.4 | 4.96 | 5.38 | 4.72 | 4.2 | 4.2 | 3.98 | 3.9 | 4.57 | 4.42 | 4.34 | 4.2 | 4.29 | 4.55 | 4.96 | 4.85 | 5.1 | 5.79 | 4.72 | 4.61 | 4.9 | 6.02 | 6.17 | 5.97 | 7.12 | 7.21 | 5.77 | 5.3 | 4.93 | 4.81 | 5.13 | 4.81 | 5.97 | 6.41 | 5.19 | 5.73 | 5.52 | 7.55 | 7.39 | 7.3 | 7.68 | 7.71 | 6.36 | 6.07 | 6.56 | 5.44 | 5.39 | 5.55 | 6.8 | 6.61 | 6.75 | 7.38 | 7.57 | 7.42 | 5.84 | 5.59 | 5.56 | 5.88 | 6.45 | 5.45 | 6.25 | 5.7 | 5.7 | 5.33 | 5.65 | 5.79 | 5.79 | 5.34 | 5.59 | 5.65 | 7.08 | 6.42 | 5.94 | 5.21 | 5.75 | 5.38 | 4.91 | 4.62 | 4.66 | 4.73 | 4.85 | 5.07 | 5.24 | 4.77 | 4.51 | 4.45 | 4.93 | 4.87 | 4.82 | 5.17 | 5.43 | 5.46 | 5.28 | 5.21 | 5.31 | 5.48 | 5.6 | 5.54 | 5.24 | 5.41 | 5.44 | 5.79 | 5.53 | 5.99 | 5.23 | 4.51 | 4.68 | 4.88 | 5.14 | 5.21 | 4.44 | 4.64 | 4.39 | 4.65 | 4.58 | 4.23 | 4.71 | 4.48 | 4.26 | 4.05 | 4.17 | 4.58 | 4.96 | 4.3 | 4.41 | 4.83 | 4.42 | 4.09 | 3.93 | 4.09 | 4.16 | 4.23 | 4.19 | 4.24 | 4.01 | 4.36 | 4.2 | 4.21 | 4.4 | 4.37 | 4.14 | 4.04 | 3.87 | 4.17 | 4.66 | 4.61 | 4.89 | 4.26 | 4.04 | 3.89 | 4.06 | 4.06 | 4.06 | 4.06 | 4.06 | 4.06 | 4.18 | 4.2 | 4.19 | 4.25 | 4.02 | 3.82 | 4.04 | 4.15 | 4.2 | 4.21 | 4.24 | 4.14 | 3.99 | 4.16 | 4.12 | 4.22 | 4.21 | 4.18 | 4.06 | 3.87 | 4 | 4.22 | 4.22 | 3.91 | 3.74 | 3.82 | 3.8 | 4 | 4.24 | 4.24 | 4.27 | 4.23 | 4.11 | 4 | 4.05 | 4.47 | 4.16 | 4.25 | 4.17 | 4.01 | 3.8 | 3.82 | 3.96 | 3.94 | 3.99 | 3.91 | 3.87 | 3.76 | 3.85 | 3.99 | 3.86 | 3.85 | 3.81 | 3.69 | 3.55 | 3.5 | 3.57 | 3.54 | 3.68 | 3.74 | 3.69 | 3.67 | 3.63 | 3.66
23 | 2.6 | 2.66 | 3.99 | 3.92 | 3.9 | 3.87 | 3.82 | 3.94 | 4.14 | 4.08 | 4.06 | 4.24 | 4.18 | 4.01 | 4.08 | 4.05 | 4.28 | 4.34 | 4.3 | 4.1 | 4.05 | 4.1 | 4.3 | 4.2 | 4.27 | 4.24 | 4.12 | 3.97 | 4.18 | 4.09 | 4.18 | 4.21 | 4.2 | 4.03 | 3.93 | 4 | 4.21 | 4.23 | 4.25 | 4.17 | 4.18 | 3.98 | 4.12 | 4.23 | 4.19 | 4.24 | 4.12 | 3.98 | 3.92 | 4.05 | 4.13 | 4.18 | 4.2 | 4.2 | 4.14 | 3.95 | 4.03 | 4.23 | 4.23 | 4.13 | 4 | 3.96 | 4.01 | 4.16 | 4.16 | 4.34 | 4.27 | 4.13 | 3.89 | 4.13 | 4.45 | 4.33 | 5.01 | 4.3 | 4.4 | 4.38 | 4.51 | 4.74 | 4.74 | 4.46 | 4.49 | 4.03 | 3.85 | 4.02 | 4.17 | 4.59 | 4.23 | 4.24 | 4.06 | 3.88 | 4.04 | 4.17 | 4.12 | 4.06 | 4.11 | 3.99 | 4 | 3.96 | 4.12 | 4.15 | 4.14 | 4.19 | 4.2 | 4.2 | 4.63 | 4.2 | 4.14 | 4.47 | 4.1 | 4.01 | 3.89 | 4.04 | 4.06 | 4.24 | 4.21 | 4.17 | 4.06 | 3.9 | 3.97 | 4.25 | 4.4 | 4.83 | 5.26 | 4.12 | 3.88 | 3.92 | 3.98 | 4.16 | 4.01 | 4.01 | 4.46 | 3.74 | 3.93 | 4.36 | 4.55 | 3.94 | 4.02 | 4.44 | 4.61 | 4.75 | 4.07 | 4.04 | 4.63 | 4.94 | 4.38 | 4.45 | 4.92 | 5.09 | 4.65 | 4.11 | 4.11 | 3.99 | 3.91 | 4.57 | 4.5 | 4.27 | 4.21 | 4.26 | 4.52 | 4.91 | 4.79 | 5.12 | 5.66 | 4.57 | 4.44 | 4.8 | 5.9 | 5.99 | 5.96 | 6.97 | 7.14 | 5.74 | 5.24 | 4.95 | 4.8 | 5.11 | 4.7 | 5.9 | 6.24 | 5.39 | 5.65 | 5.48 | 7.4 | 7.35 | 7.23 | 7.63 | 7.61 | 6.3 | 6.16 | 6.51 | 5.37 | 5.33 | 5.49 | 6.92 | 6.58 | 6.73 | 7.32 | 7.53 | 6.98 | 5.77 | 5.56 | 5.61 | 5.83 | 6.36 | 5.41 | 6.15 | 5.56 | 5.59 | 5.24 | 5.48 | 5.66 | 5.66 | 5.32 | 5.47 | 5.55 | 7.09 | 6.33 | 5.95 | 5.17 | 5.69 | 5.38 | 4.85 | 4.55 | 4.63 | 4.74 | 4.78 | 5.03 | 5.06 | 4.75 | 4.5 | 4.4 | 4.9 | 4.72 | 4.75 | 5.02 | 5.3 | 5.41 | 5.19 | 5.1 | 5.3 | 5.4 | 5.39 | 5.29 | 5.3 | 5.35 | 5.47 | 5.69 | 5.43 | 5.37 | 4.7 | 4.38 | 4.63 | 4.82 | 4.98 | 5.06 | 4.29 | 4.51 | 4.36 | 4.58 | 4.38 | 4.21 | 4.61 | 4.36 | 4.18 | 4 | 4.08 | 4.37 | 4.89 | 4.24 | 4.28 | 4.7 | 4.34 | 4.03 | 3.92 | 4.01 | 4.12 | 4.11 | 4.15 | 4.17 | 3.98 | 4.38 | 4.14 | 4.11 | 4.39 | 4.24 | 4.09 | 3.98 | 3.85 | 4.1 | 4.59 | 4.57 | 4.68 | 4.19 | 3.99 | 3.9 | 4.06 | 4.06 | 4.06 | 4.06 | 4.06 | 4.06 | 4.08 | 4.1 | 4.06 | 4.16 | 3.98 | 3.81 | 3.97 | 4.09 | 4.13 | 4.1 | 4.1 | 4.06 | 3.98 | 4.06 | 4.04 | 4.09 | 4.1 | 4.13 | 3.96 | 3.84 | 3.9 | 4.14 | 4.08 | 3.91 | 3.73 | 3.8 | 3.81 | 3.95 | 4.13 | 4.11 | 4.12 | 4.14 | 4.06 | 3.98 | 3.99 | 4.42 | 4.04 | 4.16 | 4.06 | 3.95 | 3.84 | 3.81 | 3.91 | 3.92 | 3.96 | 3.95 | 3.79 | 3.72 | 3.86 | 3.98 | 3.85 | 3.84 | 3.78 | 3.67 | 3.51 | 3.51 | 3.54 | 3.53 | 3.66 | 3.66 | 3.69 | 3.68 | 3.57 | 3.63
24 | 2.58 | 2.68 | 3.9 | 3.81 | 3.85 | 3.76 | 3.76 | 3.82 | 3.99 | 3.96 | 3.93 | 4.15 | 4.08 | 3.99 | 4.03 | 4.01 | 4.09 | 4.15 | 4.17 | 4.03 | 4.01 | 4.03 | 4.14 | 4.05 | 4.1 | 4.08 | 4.03 | 3.91 | 4.1 | 3.97 | 4.02 | 4 | 4.05 | 3.93 | 3.87 | 3.93 | 4.04 | 4.04 | 4.05 | 4.02 | 4.06 | 3.93 | 4 | 4.05 | 4.04 | 4.05 | 3.98 | 3.89 | 3.87 | 4.01 | 4.02 | 4.05 | 4.02 | 4.06 | 3.96 | 3.89 | 3.96 | 4.04 | 4.03 | 3.96 | 3.87 | 3.89 | 3.94 | 4.02 | 4.02 | 4.14 | 4.14 | 4 | 3.85 | 3.99 | 4.25 | 4.2 | 4.83 | 4.2 | 4.41 | 4.38 | 4.5 | 4.63 | 4.64 | 4.38 | 4.23 | 3.94 | 3.87 | 3.93 | 4.03 | 4.43 | 4.07 | 4.09 | 3.96 | 3.91 | 4.01 | 4.03 | 3.96 | 3.91 | 3.93 | 3.85 | 3.89 | 3.9 | 3.93 | 3.97 | 3.92 | 4.02 | 4.03 | 4.21 | 4.52 | 4.01 | 4 | 4.3 | 3.9 | 3.87 | 3.84 | 3.93 | 3.89 | 4.08 | 4.07 | 3.97 | 3.88 | 3.82 | 3.96 | 4.11 | 4.28 | 4.6 | 4.98 | 4.01 | 3.88 | 3.84 | 3.9 | 4.02 | 3.86 | 3.9 | 4.19 | 3.74 | 3.83 | 4.07 | 4.27 | 3.81 | 3.85 | 4.14 | 4.45 | 4.35 | 3.95 | 3.93 | 4.3 | 4.72 | 4.16 | 4.25 | 4.77 | 4.73 | 4.3 | 3.97 | 3.97 | 3.81 | 3.82 | 4.37 | 4.22 | 4.16 | 4.05 | 4.16 | 4.26 | 4.61 | 4.63 | 4.93 | 5.31 | 4.38 | 4.3 | 4.48 | 5.6 | 5.8 | 5.65 | 6.62 | 6.79 | 5.45 | 4.98 | 4.64 | 4.59 | 4.74 | 4.47 | 5.52 | 5.97 | 5.27 | 5.39 | 5.27 | 7.1 | 7.07 | 6.97 | 7.33 | 7.25 | 6.12 | 5.88 | 6.15 | 4.98 | 5 | 5.15 | 6.49 | 6.31 | 6.49 | 7.1 | 7.2 | 6.71 | 5.35 | 5.32 | 5.34 | 5.57 | 6.03 | 5.17 | 5.69 | 5.27 | 5.36 | 5.08 | 5.15 | 5.34 | 5.34 | 5 | 5.08 | 5.26 | 6.67 | 6.17 | 5.7 | 4.87 | 5.35 | 5.09 | 4.61 | 4.32 | 4.44 | 4.5 | 4.55 | 4.72 | 4.72 | 4.46 | 4.24 | 4.24 | 4.67 | 4.43 | 4.4 | 4.68 | 4.92 | 5.12 | 5.04 | 4.87 | 4.97 | 5.13 | 5.05 | 4.94 | 5.09 | 5.11 | 5.13 | 4.96 | 5.05 | 5.02 | 4.4 | 4.2 | 4.3 | 4.38 | 4.6 | 4.71 | 4.13 | 4.14 | 4.13 | 4.28 | 4.12 | 3.99 | 4.26 | 4.09 | 4.05 | 3.94 | 4 | 4.12 | 4.56 | 4.04 | 4.1 | 4.42 | 4.19 | 3.89 | 3.87 | 3.9 | 3.91 | 3.95 | 3.96 | 3.98 | 3.88 | 4.35 | 4.06 | 3.98 | 4.17 | 4.06 | 3.93 | 3.84 | 3.82 | 3.96 | 4.39 | 4.4 | 4.52 | 3.98 | 3.86 | 3.85 | 3.92 | 3.92 | 3.92 | 3.92 | 3.92 | 3.92 | 3.93 | 4 | 3.9 | 3.99 | 3.85 | 3.77 | 3.85 | 3.91 | 4 | 3.94 | 3.95 | 3.96 | 3.92 | 3.9 | 3.87 | 3.91 | 3.91 | 3.96 | 3.86 | 3.78 | 3.83 | 3.93 | 3.94 | 3.81 | 3.69 | 3.72 | 3.75 | 3.91 | 3.99 | 4 | 4.02 | 3.99 | 3.91 | 3.94 | 3.9 | 4.3 | 3.92 | 4 | 3.93 | 3.85 | 3.8 | 3.71 | 3.79 | 3.77 | 3.86 | 3.84 | 3.68 | 3.72 | 3.8 | 3.86 | 3.76 | 3.78 | 3.73 | 3.63 | 3.52 | 3.45 | 3.49 | 3.49 | 3.59 | 3.61 | 3.6 | 3.58 | 3.56 | 3.59

## Price Data
| 1 | 2 | 3 | 4 | 5 | 6 | 7 | 8 | 9 | 10 | 11 | 12 | 13 | 14 | 15 | 16 | 17 | 18 | 19 | 20 | 21 | 22 | 23 | 24 | 25 | 26 | 27 | 28 | 29 | 30 | 31 | 32 | 33 | 34 | 35 | 36 | 37 | 38 | 39 | 40 | 41 | 42 | 43 | 44 | 45 | 46 | 47 | 48 | 49 | 50 | 51 | 52 | 53 | 54 | 55 | 56 | 57 | 58 | 59 | 60 | 61 | 62 | 63 | 64 | 65 | 66 | 67 | 68 | 69 | 70 | 71 | 72 | 73 | 74 | 75 | 76 | 77 | 78 | 79 | 80 | 81 | 82 | 83 | 84 | 85 | 86 | 87 | 88 | 89 | 90 | 91 | 92 | 93 | 94 | 95 | 96 | 97 | 98 | 99 | 100 | 101 | 102 | 103 | 104 | 105 | 106 | 107 | 108 | 109 | 110 | 111 | 112 | 113 | 114 | 115 | 116 | 117 | 118 | 119 | 120 | 121 | 122 | 123 | 124 | 125 | 126 | 127 | 128 | 129 | 130 | 131 | 132 | 133 | 134 | 135 | 136 | 137 | 138 | 139 | 140 | 141 | 142 | 143 | 144 | 145 | 146 | 147 | 148 | 149 | 150 | 151 | 152 | 153 | 154 | 155 | 156 | 157 | 158 | 159 | 160 | 161 | 162 | 163 | 164 | 165 | 166 | 167 | 168 | 169 | 170 | 171 | 172 | 173 | 174 | 175 | 176 | 177 | 178 | 179 | 180 | 181 | 182 | 183 | 184 | 185 | 186 | 187 | 188 | 189 | 190 | 191 | 192 | 193 | 194 | 195 | 196 | 197 | 198 | 199 | 200 | 201 | 202 | 203 | 204 | 205 | 206 | 207 | 208 | 209 | 210 | 211 | 212 | 213 | 214 | 215 | 216 | 217 | 218 | 219 | 220 | 221 | 222 | 223 | 224 | 225 | 226 | 227 | 228 | 229 | 230 | 231 | 232 | 233 | 234 | 235 | 236 | 237 | 238 | 239 | 240 | 241 | 242 | 243 | 244 | 245 | 246 | 247 | 248 | 249 | 250 | 251 | 252 | 253 | 254 | 255 | 256 | 257 | 258 | 259 | 260 | 261 | 262 | 263 | 264 | 265 | 266 | 267 | 268 | 269 | 270 | 271 | 272 | 273 | 274 | 275 | 276 | 277 | 278 | 279 | 280 | 281 | 282 | 283 | 284 | 285 | 286 | 287 | 288 | 289 | 290 | 291 | 292 | 293 | 294 | 295 | 296 | 297 | 298 | 299 | 300 | 301 | 302 | 303 | 304 | 305 | 306 | 307 | 308 | 309 | 310 | 311 | 312 | 313 | 314 | 315 | 316 | 317 | 318 | 319 | 320 | 321 | 322 | 323 | 324 | 325 | 326 | 327 | 328 | 329 | 330 | 331 | 332 | 333 | 334 | 335 | 336 | 337 | 338 | 339 | 340 | 341 | 342 | 343 | 344 | 345 | 346 | 347 | 348 | 349 | 350 | 351 | 352 | 353 | 354 | 355 | 356 | 357 | 358 | 359 | 360 | 361 | 362 | 363 | 364 | 365
1 | 15 | 15 | 15 | 12.9 | 14.1 | 17.7 | 13.2 | 16.2 | 15.8 | 12.8 | 18.4 | 14.4 | 16.4 | 15.6 | 18.7 | 13.3 | 16 | 11.3 | 15.3 | 15.9 | 15.2 | 13.3 | 13.6 | 17.6 | 15.8 | 17.3 | 15 | 17.6 | 17.8 | 12.3 | 17 | 15 | 15.1 | 14.2 | 18.3 | 17.4 | 16.5 | 12.2 | 13.9 | 18.1 | 11.6 | 12 | 15.8 | 11.9 | 17.2 | 12.4 | 16 | 15.2 | 12 | 15 | 15.6 | 11.5 | 13.5 | 16.2 | 16.5 | 11.8 | 15.3 | 15.6 | 15.7 | 16.2 | 18 | 14.8 | 18.5 | 15.6 | 12.7 | 17 | 18.5 | 15.6 | 17.2 | 11.4 | 12 | 17.7 | 18.4 | 16.3 | 15.8 | 12 | 14.5 | 11.7 | 18.6 | 13.9 | 12.2 | 12.1 | 11.6 | 14.1 | 15.8 | 17.9 | 11.6 | 16.9 | 12.7 | 11.9 | 13.1 | 13.2 | 12.3 | 14.8 | 16.9 | 15.4 | 18.2 | 12.6 | 16.2 | 18.6 | 16.4 | 12.8 | 15.6 | 13.2 | 11.8 | 13.9 | 14.9 | 17.4 | 14.3 | 18 | 16.4 | 17 | 13.9 | 18.7 | 12.3 | 15.3 | 17.1 | 12 | 14.1 | 12.7 | 15.2 | 14.7 | 14.6 | 16.5 | 15.2 | 15.4 | 18.7 | 16 | 15.4 | 18.5 | 11.4 | 14.1 | 14.4 | 12.2 | 15.2 | 17.6 | 11.9 | 14.4 | 11.8 | 12.4 | 14.9 | 15.2 | 17.6 | 13.8 | 15.6 | 18 | 13.2 | 17.1 | 18.1 | 12.1 | 14.1 | 12.8 | 13.9 | 15.8 | 11.9 | 14.7 | 14.3 | 13.5 | 18.8 | 18.5 | 14.6 | 16.1 | 12.8 | 18.3 | 12.6 | 16.7 | 18.5 | 14.2 | 13.1 | 15.3 | 18.1 | 11.5 | 17.1 | 13.2 | 16.4 | 14.3 | 13.8 | 12.2 | 12.2 | 16.8 | 14.6 | 17 | 14.1 | 16.7 | 16.2 | 17.5 | 17.5 | 11.3 | 13.5 | 14.6 | 18.4 | 16.8 | 18.6 | 13.7 | 12.7 | 17.1 | 13.2 | 13.4 | 16.2 | 18.6 | 17.6 | 16.8 | 13.6 | 18.3 | 15.4 | 12.9 | 15.2 | 15.7 | 16.3 | 18.6 | 14.4 | 18.1 | 17.1 | 13.1 | 16 | 13.9 | 12.5 | 12.1 | 12.2 | 17.2 | 13 | 18.8 | 14.9 | 16.5 | 14.2 | 16.8 | 13.3 | 12.3 | 16.3 | 13.7 | 15.4 | 15 | 17.4 | 18.6 | 11.6 | 17.5 | 13.5 | 11.9 | 16.7 | 17.9 | 13.5 | 13.1 | 13.7 | 14.2 | 17.7 | 17.7 | 17.3 | 15.9 | 13.2 | 17.9 | 17.4 | 14.8 | 17 | 11.4 | 16.2 | 16.8 | 14.9 | 13.1 | 17.9 | 15.8 | 15.5 | 12.5 | 18.4 | 17.2 | 15 | 14.4 | 16.6 | 16.7 | 11.4 | 14.4 | 12.4 | 17.8 | 11.4 | 11.5 | 12 | 11.7 | 14.4 | 17.2 | 13.9 | 16.1 | 16.1 | 12.8 | 18.1 | 18 | 18.2 | 12.9 | 18.4 | 14.5 | 14.9 | 15.1 | 13.5 | 13.8 | 13.7 | 15.8 | 14.2 | 18 | 13.7 | 18.3 | 18 | 17.4 | 12.7 | 17.1 | 16.4 | 17 | 16.7 | 14.3 | 15.9 | 15.5 | 15.4 | 16.4 | 15.4 | 15.7 | 15.9 | 16.5 | 12.8 | 13.3 | 17.7 | 14.2 | 14.3 | 12.5 | 17.1 | 17.3 | 14.5 | 15.5 | 12.3 | 11.5 | 15 | 18.1 | 16.2 | 14.1 | 18.1 | 13.1 | 14.6 | 13 | 12.4 | 12.9 | 16.6 | 12.8 | 18.6 | 12.9 | 17.7 | 15.9 | 15.1 | 15.7 | 14.4 | 14.6 | 16.4 | 16.2 | 15 | 12.8 | 18 | 15.2 | 17.6 | 13.4 | 16 | 16 | 11.4 | 11.7 | 16.6 | 13.6 | 18.7 | 13.3 | 18.6 | 18.1 | 12
2 | 11 | 12.8 | 8.3 | 10.7 | 8.3 | 8.7 | 9.8 | 8.7 | 10.5 | 13.2 | 8.4 | 11.3 | 13.5 | 9.1 | 13.2 | 9 | 9.4 | 10.9 | 8.8 | 12.9 | 11.7 | 8.9 | 9.6 | 11.7 | 11.3 | 9.2 | 10.5 | 11.4 | 12 | 12.1 | 9.8 | 13.6 | 9.3 | 11 | 9.3 | 13.1 | 10.8 | 10.3 | 12.6 | 12.4 | 12.5 | 12.3 | 10.2 | 9.7 | 13.7 | 13 | 11 | 12 | 8.4 | 8.6 | 13.6 | 10.2 | 8.5 | 12.9 | 9.3 | 8.8 | 10.7 | 9.1 | 9.9 | 9.7 | 12.3 | 10.6 | 12.4 | 8.7 | 10.8 | 11.1 | 10.5 | 9.7 | 11.4 | 8.8 | 11.3 | 11.1 | 8.4 | 8.7 | 8.6 | 8.5 | 12.5 | 13.2 | 12.2 | 9.9 | 13.6 | 10.2 | 11.2 | 10.2 | 12.5 | 12.5 | 13.6 | 9.1 | 13.7 | 11.8 | 12.4 | 9 | 11.1 | 11.1 | 9.7 | 9.4 | 11.8 | 10.5 | 12.3 | 9.5 | 9 | 8.7 | 12.8 | 8.6 | 9.1 | 11 | 11.8 | 9.3 | 12.7 | 9.2 | 8.8 | 9.2 | 13.4 | 11.9 | 12.4 | 9.2 | 11.6 | 9 | 9.7 | 10.3 | 12.2 | 13.3 | 11.3 | 8.7 | 10.3 | 8.7 | 11.7 | 10.7 | 12.6 | 8.8 | 10.2 | 8.4 | 9.7 | 9.9 | 9.1 | 8.5 | 8.8 | 10.8 | 13.5 | 13 | 9.7 | 12.4 | 9.2 | 9.1 | 12.4 | 12.1 | 12.1 | 10.9 | 10.8 | 10.8 | 12.3 | 13 | 11.8 | 11.4 | 10.3 | 13.3 | 8.7 | 10.7 | 13.1 | 8.9 | 8.8 | 11.6 | 8.3 | 13 | 12.8 | 11.3 | 13.3 | 11.1 | 8.4 | 8.2 | 10 | 11.3 | 12.5 | 11.3 | 9 | 8.3 | 8.6 | 9.3 | 13.3 | 10.7 | 11.3 | 12.7 | 8.4 | 11.6 | 10.8 | 10.8 | 9.1 | 11 | 8.8 | 10 | 12.3 | 8.8 | 10.6 | 8.4 | 10.1 | 13.5 | 9.4 | 9.8 | 9.5 | 10.7 | 13.1 | 13.2 | 8.6 | 12.1 | 9.7 | 13.5 | 13 | 9.9 | 9.5 | 9.7 | 8.3 | 11.8 | 10.2 | 13.6 | 9.6 | 12.6 | 12.4 | 9.8 | 9.8 | 9.3 | 10.3 | 12.3 | 11.6 | 10.5 | 11.5 | 11.8 | 9.8 | 13.6 | 8.5 | 13.6 | 9.9 | 8.6 | 12.3 | 8.4 | 11.3 | 13 | 10.9 | 11.4 | 13 | 10.7 | 12.6 | 10.1 | 11.7 | 10.3 | 9.9 | 8.6 | 9 | 11.1 | 11.2 | 13.4 | 8.2 | 8.5 | 11.8 | 12.6 | 13.5 | 13.2 | 10.6 | 10.9 | 8.4 | 8.8 | 12 | 10.6 | 12 | 9.1 | 9 | 8.7 | 8.8 | 11.3 | 10.9 | 9.4 | 10.1 | 9.7 | 12.3 | 10 | 12.6 | 9.5 | 8.5 | 8.5 | 8.6 | 11.5 | 10.3 | 12.3 | 9.4 | 10.8 | 10.5 | 13.4 | 13.1 | 10.2 | 8.2 | 10.5 | 12.7 | 11.8 | 8.6 | 8.7 | 10.2 | 13.6 | 9.6 | 10.1 | 10.2 | 13.1 | 11.7 | 12.5 | 13.1 | 9.6 | 11.7 | 9.5 | 8.5 | 9.2 | 11.2 | 9.9 | 9.4 | 12.3 | 10.7 | 10.1 | 11.5 | 11.5 | 9.7 | 11.6 | 8.5 | 8.7 | 13 | 9.3 | 12.9 | 9.6 | 8.5 | 11.7 | 9 | 12 | 9.6 | 13.4 | 8.8 | 12.2 | 11 | 8.6 | 12.3 | 9.4 | 12.4 | 12 | 13.5 | 8.5 | 13.2 | 8.9 | 12.8 | 8.7 | 10 | 9.7 | 11.7 | 10.7 | 13.5 | 12.1 | 12 | 10.4 | 10.6 | 10.6 | 11.3 | 8.6 | 10.8 | 8.8 | 11.3 | 13.6 | 8.5 | 9.1 | 10.5 | 8.3 | 11.4
3 | 13.5 | 11.8 | 13.2 | 11.6 | 14 | 14.1 | 16.6 | 13.4 | 13.4 | 16.1 | 13.7 | 14.5 | 16.5 | 13.4 | 15.3 | 13.7 | 16 | 13.1 | 16.1 | 12.5 | 16.7 | 11.2 | 14.2 | 16.6 | 12.9 | 14.8 | 13.4 | 11.6 | 16.2 | 11.6 | 15.6 | 12.2 | 10.2 | 13 | 14.5 | 11.4 | 11.9 | 13.1 | 15.3 | 14.7 | 10.3 | 12.9 | 16.2 | 10.4 | 10.2 | 10.2 | 11 | 13.5 | 15.4 | 11.1 | 11.1 | 16.5 | 16 | 13.8 | 13.6 | 12.1 | 14.7 | 14.8 | 12 | 12.5 | 13 | 13.9 | 10.6 | 15.7 | 12.6 | 16.9 | 15.5 | 10.9 | 11.4 | 16.8 | 13.6 | 16.2 | 12.5 | 16.1 | 11.8 | 11.1 | 14.3 | 15.8 | 13.4 | 14.1 | 15.3 | 12 | 10.7 | 15.9 | 15.1 | 11.9 | 16.3 | 15.1 | 14.7 | 16.4 | 13.8 | 14.3 | 16.4 | 11.8 | 10.3 | 10.8 | 11 | 14.6 | 11.8 | 13.7 | 12.2 | 15.1 | 10.8 | 15.7 | 13.1 | 12.5 | 12.6 | 10.9 | 13.8 | 14.7 | 10.7 | 11 | 16.2 | 15.1 | 11.2 | 13.4 | 13.5 | 16.2 | 13.8 | 13.5 | 13.6 | 12 | 13.1 | 11.8 | 12.8 | 11.5 | 12.8 | 11.4 | 11 | 12.6 | 14.5 | 15.7 | 13.9 | 13.7 | 14.5 | 13.3 | 12.2 | 10.8 | 13.7 | 15.2 | 12.7 | 14.7 | 14.3 | 16.4 | 15.4 | 13.7 | 13.4 | 14.2 | 16.1 | 14.5 | 14.2 | 12.6 | 15.1 | 15.9 | 11.4 | 15.4 | 12 | 15.3 | 12.6 | 12.7 | 12.1 | 15.6 | 16.6 | 10.5 | 13.4 | 11.4 | 11.3 | 16.8 | 10.9 | 11 | 11.2 | 13.6 | 13 | 11.6 | 14.3 | 11.5 | 16.4 | 10.6 | 14.5 | 15.7 | 14.9 | 12 | 11.8 | 14.4 | 14.1 | 16.2 | 15.9 | 11.5 | 15.6 | 16.8 | 12.9 | 11.3 | 11.7 | 15.8 | 12.6 | 14.2 | 15.4 | 10.7 | 12.7 | 12.9 | 16.4 | 12.4 | 16.2 | 10.4 | 13.4 | 14.4 | 11.4 | 12.6 | 12.4 | 13.5 | 10.5 | 14.7 | 12.3 | 15.6 | 15.6 | 16.4 | 14.1 | 11.6 | 10.5 | 11.5 | 10.2 | 14 | 16.9 | 14 | 11.2 | 12 | 11.6 | 10.8 | 12.6 | 14.2 | 16.1 | 15.1 | 11.9 | 13.6 | 11.3 | 16.8 | 16 | 16.9 | 12.6 | 16.4 | 13.8 | 14.7 | 15.8 | 16.7 | 11.5 | 15.2 | 10.2 | 12.8 | 15.7 | 16.2 | 16.7 | 14.6 | 14.3 | 11.3 | 10.7 | 14.2 | 16.5 | 10.4 | 12.6 | 13.8 | 15.7 | 10.2 | 15 | 15.6 | 10.5 | 13.1 | 12.1 | 10.5 | 13.6 | 16.1 | 11 | 13.5 | 13.7 | 16 | 12.2 | 12.7 | 11.5 | 16 | 13.1 | 11.7 | 13.4 | 10.3 | 13.8 | 14.7 | 15.2 | 10.3 | 10.3 | 12.4 | 14.5 | 12.5 | 13.5 | 11.4 | 16.2 | 14.6 | 16.8 | 14.8 | 10.2 | 11 | 13.7 | 12.1 | 12.9 | 12.1 | 10.8 | 11.4 | 14.3 | 11.2 | 12.6 | 16.2 | 16.4 | 10.8 | 13.1 | 10.1 | 13.5 | 15.7 | 10.3 | 13.9 | 11.1 | 10.9 | 13.5 | 14.5 | 14.1 | 15.4 | 12.4 | 13 | 15.5 | 15.4 | 16 | 11.1 | 13 | 11.9 | 12.1 | 14.9 | 10.9 | 10.7 | 16 | 15.1 | 12.8 | 12.1 | 12.8 | 15.1 | 11.8 | 12.5 | 12.3 | 15.4 | 10.4 | 11.5 | 16.5 | 16.3 | 15.8 | 11.9 | 11.9 | 13.7 | 11.8 | 14.2 | 12.1 | 13.4 | 11.5 | 15.7 | 15.5 | 16.2 | 10.9 | 10.9 | 13.9 | 11.6 | 14.9
4 | 15.4 | 16.4 | 12.7 | 15.2 | 16.8 | 15.5 | 18.4 | 12.9 | 14.3 | 14.1 | 18.1 | 17.1 | 16.4 | 11.8 | 14 | 15.1 | 11.8 | 15.8 | 13.3 | 19.1 | 16.2 | 18.8 | 13.5 | 14.3 | 17.7 | 15.4 | 13.2 | 15.2 | 17.5 | 13.5 | 18.9 | 13.3 | 17.7 | 12 | 16.5 | 12.4 | 15 | 14.6 | 13.1 | 13.7 | 19 | 14.7 | 18.6 | 18.2 | 18.1 | 14.6 | 12.4 | 18.7 | 15.7 | 15.4 | 13.9 | 13.4 | 14.5 | 18.9 | 16.1 | 13.2 | 12 | 12.6 | 13.2 | 12 | 16.8 | 14.7 | 16.5 | 16.8 | 15 | 18.8 | 13.8 | 16 | 18.6 | 16 | 16.6 | 17 | 13.7 | 18.4 | 13.3 | 13.3 | 16.6 | 16.5 | 12.3 | 13.3 | 18.7 | 14.4 | 16.9 | 18.6 | 18.8 | 12.6 | 13.2 | 16 | 16 | 15.1 | 19 | 14.6 | 16.5 | 14.1 | 17.7 | 16 | 17.2 | 14.5 | 13.7 | 17.2 | 15.1 | 14.6 | 13.3 | 13.8 | 16.7 | 18.1 | 13.2 | 17.8 | 17.1 | 16 | 17.2 | 19 | 13.4 | 12.9 | 14.4 | 14.7 | 16.1 | 14.1 | 16.7 | 18.9 | 18.8 | 16.4 | 13 | 15.4 | 15.5 | 12.3 | 14.1 | 16.2 | 15.1 | 18.8 | 12.4 | 12.8 | 13.3 | 14.2 | 18.5 | 15.9 | 14.5 | 15.1 | 18.1 | 13.2 | 18.3 | 12.7 | 12.9 | 12.9 | 18.6 | 14.3 | 16.2 | 17.2 | 16.8 | 12.4 | 12.7 | 13 | 12.4 | 17.9 | 16.1 | 17.3 | 18.9 | 17.8 | 17.9 | 13 | 18.5 | 18.7 | 12.3 | 17.6 | 14.9 | 16.2 | 18.1 | 14 | 15.5 | 17.8 | 13.8 | 17.5 | 14.2 | 17.3 | 16.2 | 15.1 | 14.9 | 18.4 | 16.8 | 13.3 | 16.5 | 14.8 | 16.6 | 17.1 | 13.7 | 17.4 | 16.1 | 17.1 | 12.9 | 13.9 | 14.2 | 17.5 | 12.6 | 16.3 | 19.1 | 17.4 | 12.2 | 12 | 12.6 | 15.5 | 18.5 | 15.8 | 14.3 | 17.5 | 18 | 16.8 | 16 | 13.2 | 13 | 18.8 | 15.1 | 13.8 | 16.6 | 15.6 | 18.2 | 12.7 | 14.3 | 17.7 | 18.7 | 12.2 | 12 | 17.5 | 11.6 | 16.1 | 11.6 | 11.6 | 17.9 | 15.6 | 17.5 | 18.9 | 16.4 | 16.2 | 18.4 | 15.8 | 19.1 | 13.6 | 11.5 | 17.9 | 11.6 | 15.2 | 16 | 18.9 | 19.1 | 12.7 | 15.2 | 13.8 | 14.7 | 12.2 | 12.4 | 19.1 | 15.6 | 18.8 | 17.5 | 13.3 | 17.8 | 15.7 | 16.4 | 16.7 | 14.2 | 13.9 | 18.5 | 15.7 | 13.4 | 16.5 | 16.9 | 12.5 | 18.7 | 12.8 | 12.5 | 15.3 | 16.2 | 12.5 | 18.9 | 11.9 | 11.8 | 12 | 13 | 13.8 | 17.6 | 12.9 | 17.8 | 17.6 | 17.8 | 16.5 | 17 | 12.1 | 12 | 18.1 | 16 | 14.7 | 18.9 | 18.3 | 15.1 | 13.4 | 17.4 | 16.7 | 18.9 | 12.2 | 18.1 | 19.2 | 17.7 | 16.1 | 13.1 | 13.6 | 19.2 | 14.4 | 14.8 | 17.5 | 12.2 | 12.4 | 12.9 | 12.9 | 17.6 | 12 | 12.6 | 13.4 | 15.2 | 15.4 | 17.3 | 16 | 11.8 | 17.2 | 13.2 | 16 | 17.8 | 15.7 | 14.4 | 16.4 | 13.7 | 18.1 | 18.2 | 13.7 | 15.3 | 17.7 | 11.6 | 17.4 | 14.6 | 12 | 12.2 | 14.2 | 17.3 | 16.5 | 17.5 | 12 | 14.8 | 13.9 | 17.1 | 12.3 | 17.6 | 13.9 | 16.5 | 12.3 | 16 | 12.4 | 17.7 | 15.1 | 15.5 | 14.6 | 12.6 | 12.3 | 15.4 | 15.6 | 15.7 | 12.3 | 15.8
5 | 18.5 | 22.2 | 17.1 | 19.4 | 18.1 | 18.5 | 14 | 16.6 | 14.5 | 18.4 | 15.9 | 22.6 | 22.3 | 20.2 | 22.6 | 20 | 17.9 | 16 | 17.8 | 19.3 | 15.7 | 20.7 | 21.3 | 18.8 | 22.9 | 18.6 | 15.2 | 21.7 | 16 | 15.7 | 19.1 | 17.8 | 22.1 | 18.9 | 20.6 | 14.6 | 20.5 | 20.9 | 14.4 | 22.7 | 23 | 17.9 | 18.7 | 20.5 | 16.4 | 19.8 | 22.2 | 15.7 | 19.2 | 15.5 | 16.2 | 22.4 | 21.4 | 21.8 | 16.5 | 16.8 | 16.5 | 20.3 | 13.9 | 20 | 21.2 | 22.2 | 17.9 | 18.5 | 22.2 | 18.3 | 22 | 17.1 | 15.4 | 18.3 | 18.8 | 16.4 | 17.9 | 16.4 | 17 | 20 | 16.8 | 21.7 | 14.7 | 19.9 | 22.1 | 19.4 | 22.2 | 20.5 | 21 | 21.8 | 18.9 | 22.6 | 15.6 | 22.8 | 16.6 | 15 | 18 | 16.3 | 17.5 | 16.8 | 16.4 | 22.2 | 18.2 | 21.8 | 18.6 | 19.8 | 13.9 | 14.3 | 18 | 16.5 | 18.6 | 22.2 | 15 | 15.7 | 20.8 | 15.7 | 14.4 | 15.6 | 17.3 | 16.2 | 18.3 | 17.9 | 22.2 | 15.6 | 21.8 | 23 | 16.1 | 15.7 | 20.9 | 22.6 | 21.6 | 19.1 | 22.6 | 19.3 | 20.5 | 15.5 | 17.6 | 20.9 | 18.3 | 18.9 | 22.7 | 22.5 | 20.6 | 17.1 | 16.5 | 20.3 | 19.5 | 21.8 | 14.2 | 14.6 | 20.9 | 14.4 | 19.2 | 21.4 | 16.7 | 18.8 | 22.6 | 19.5 | 23 | 19.4 | 14.5 | 16.5 | 18.8 | 19.9 | 21.2 | 19.3 | 20.1 | 17.9 | 20.3 | 15.8 | 15.8 | 17.8 | 18.9 | 16.6 | 13.9 | 15.8 | 21.3 | 16.1 | 17.7 | 17.2 | 17 | 17 | 17.9 | 16.1 | 16 | 19 | 23 | 21.9 | 22.8 | 20.1 | 21.9 | 14.3 | 20.7 | 17.3 | 17.1 | 21.3 | 22.8 | 21.9 | 19.8 | 18.2 | 19.9 | 18.3 | 14.3 | 14.7 | 17.4 | 16.7 | 16.9 | 14.3 | 19.5 | 17 | 18.9 | 16.6 | 16 | 16.4 | 21.4 | 22.9 | 21.4 | 17.1 | 20.1 | 17.2 | 15.5 | 17.3 | 20 | 16 | 20.8 | 20.5 | 21.1 | 21.4 | 19.5 | 14.3 | 20.5 | 20.4 | 20.3 | 18.1 | 16.1 | 14.3 | 19.8 | 16.4 | 16.3 | 21.7 | 18.2 | 13.9 | 14.8 | 21.9 | 19.1 | 19.8 | 15.5 | 19.7 | 18.3 | 14.8 | 17.9 | 19.5 | 20.4 | 23.1 | 22.9 | 18.8 | 21.1 | 17.7 | 21.2 | 19.3 | 18.5 | 15.4 | 22.8 | 17.2 | 20.3 | 18.5 | 20.9 | 16.3 | 15.1 | 14.9 | 13.9 | 18.9 | 20.3 | 20.6 | 22.2 | 20.3 | 21.7 | 19.2 | 17 | 13.9 | 14.7 | 22.3 | 14.5 | 19.3 | 21.9 | 21.6 | 22.2 | 18.9 | 14.9 | 22.9 | 17.5 | 17 | 19.4 | 14 | 22.5 | 15.6 | 21.8 | 20 | 15.1 | 20.5 | 16.7 | 20.5 | 14.4 | 18.4 | 17.1 | 18 | 19.1 | 16.6 | 16.6 | 15 | 16.3 | 17.9 | 23.1 | 22.8 | 15.8 | 19.3 | 17 | 14.1 | 18.5 | 15 | 15.6 | 19.2 | 20.5 | 17.1 | 21.6 | 21.4 | 14.7 | 19.5 | 17 | 18.6 | 19.1 | 20.9 | 19.5 | 23 | 19.9 | 16.8 | 21.9 | 19.7 | 17.2 | 15 | 18.1 | 17.3 | 19.4 | 15.7 | 17.6 | 14.5 | 17.1 | 17.7 | 17.5 | 18.9 | 18.2 | 19.4 | 18.2 | 20.2 | 21 | 18.1 | 19.8 | 20.7 | 14.4 | 22.5 | 20.3 | 14.9 | 21.3 | 14.7 | 20.3 | 22.8 | 23.1 | 20.8 | 18.8
6 | 21.8 | 16.9 | 25.9 | 26.1 | 23 | 23.4 | 22.5 | 18.8 | 17.5 | 18.5 | 19 | 22.7 | 20.3 | 25.6 | 24.9 | 20.3 | 17.7 | 17.8 | 22.3 | 17.9 | 26.8 | 25.8 | 19.9 | 19.4 | 24.1 | 17.5 | 19 | 18.6 | 24.5 | 21 | 23.5 | 26.2 | 20.2 | 18 | 20.2 | 19 | 24.9 | 23.2 | 27.1 | 17 | 25.6 | 23.2 | 18.2 | 25.2 | 22.4 | 17.1 | 20 | 24 | 18.6 | 22.5 | 18 | 22.2 | 23.6 | 17.2 | 18.1 | 21.2 | 17.9 | 25.3 | 25.5 | 25.6 | 20.1 | 19.4 | 23.6 | 18.2 | 20.7 | 19.3 | 17.9 | 22.9 | 25.1 | 24.1 | 17.7 | 21.4 | 25.8 | 26.1 | 17.8 | 19.8 | 22.9 | 17.1 | 17.1 | 23.5 | 23.1 | 25.2 | 25.5 | 22.2 | 25.1 | 26.5 | 17.9 | 25.2 | 17.5 | 25.6 | 18.5 | 26.7 | 17.8 | 23.4 | 27.1 | 26.2 | 25 | 18 | 16.8 | 24.1 | 26.2 | 22.8 | 18.1 | 23.1 | 23.1 | 20.7 | 17.9 | 19.5 | 25.6 | 21.8 | 26.7 | 25.6 | 16.6 | 21.8 | 21.2 | 20.7 | 16.7 | 17.5 | 24.2 | 20.7 | 24.3 | 22 | 17.7 | 26.8 | 18.5 | 16.9 | 25.2 | 20.9 | 20.7 | 21.4 | 25.1 | 17.7 | 22 | 26.4 | 25 | 25.1 | 23.6 | 23.7 | 23.3 | 23.9 | 24.3 | 24 | 23.4 | 19.4 | 24.1 | 18.9 | 20.4 | 21.4 | 26.6 | 25.1 | 19.9 | 18.6 | 18.8 | 20.3 | 16.8 | 25.7 | 17.4 | 18.8 | 24.7 | 22.7 | 23.1 | 20.4 | 23.6 | 26.5 | 19.5 | 16.4 | 24.8 | 21.6 | 23.3 | 24.6 | 21 | 21.2 | 19.5 | 23.5 | 17 | 24.9 | 25.7 | 20.5 | 17.3 | 19.4 | 21.3 | 22.5 | 26.7 | 26.8 | 22.8 | 26.4 | 20.8 | 16.8 | 17.2 | 17.3 | 18.8 | 25.7 | 24.2 | 26.6 | 24.7 | 23.2 | 17.5 | 23.3 | 24.8 | 18.4 | 21.8 | 26.6 | 20.3 | 18.7 | 22.9 | 21.1 | 22.8 | 24.1 | 19.5 | 17 | 22.2 | 20.2 | 20 | 21.8 | 18.2 | 22.3 | 25.2 | 24.1 | 24.3 | 20.8 | 22.3 | 21.1 | 26.1 | 16.9 | 25 | 20.5 | 19 | 17.8 | 24.9 | 23.7 | 18.8 | 20 | 17.5 | 24.5 | 25.3 | 27 | 26.8 | 23.4 | 24.7 | 24 | 18.8 | 23.6 | 24.8 | 22.6 | 19.4 | 25.9 | 17.5 | 20.6 | 20.1 | 17.4 | 18 | 24.7 | 19.4 | 22.6 | 18 | 19.1 | 22.9 | 25.8 | 18 | 23.3 | 21 | 26.1 | 17.1 | 21.7 | 16.5 | 26.1 | 21.2 | 19.2 | 24.6 | 18.6 | 24 | 24.4 | 18.4 | 20.2 | 17.8 | 20.5 | 20.4 | 19.7 | 17.6 | 18.2 | 22.7 | 24.1 | 20.1 | 24.7 | 22.6 | 26.2 | 23.1 | 26.7 | 24.2 | 26.2 | 22.6 | 22.8 | 22.4 | 21.7 | 19.3 | 24.1 | 18.5 | 26.1 | 22.7 | 18.6 | 17.8 | 19.5 | 22.4 | 16.8 | 21.3 | 22.6 | 25.8 | 20.7 | 19.5 | 23.7 | 19.7 | 18.6 | 20.6 | 22 | 19.2 | 23.6 | 25.2 | 19 | 24.2 | 25.4 | 23.2 | 16.7 | 24.4 | 21.8 | 22.3 | 24.3 | 20.4 | 22.9 | 17.8 | 24.5 | 20.5 | 18.7 | 26.4 | 18.4 | 22.6 | 26.5 | 23.6 | 19.4 | 19.3 | 21.9 | 25.7 | 26 | 20.7 | 21.3 | 25.6 | 22.5 | 21.5 | 24.6 | 24 | 23 | 24.5 | 25.5 | 22.1 | 18.5 | 22.1 | 22.1 | 27.1 | 16.6 | 18.2 | 25.7 | 18.1 | 17.7 | 16.4 | 21.1 | 20
7 | 17.3 | 18.4 | 14.6 | 13.8 | 18.9 | 20.2 | 19.2 | 17.8 | 13.5 | 15.8 | 15.3 | 18.6 | 13.9 | 16 | 17.2 | 21.2 | 19.2 | 21.2 | 17 | 17 | 15.1 | 18.5 | 14.9 | 18.8 | 15.6 | 15.2 | 19.6 | 20.9 | 13.9 | 16.6 | 18.4 | 16.5 | 20.9 | 21.1 | 15.8 | 13.9 | 16.8 | 17 | 16.6 | 19.1 | 14.2 | 14.4 | 19.3 | 14.6 | 19.7 | 15.3 | 20.6 | 15.2 | 16 | 15.8 | 17.1 | 20.8 | 17.2 | 15.9 | 13.8 | 20.2 | 15.3 | 19.5 | 20.1 | 20.8 | 19.3 | 19 | 15.5 | 20 | 17.4 | 14 | 19.1 | 14.9 | 14 | 20.9 | 16.6 | 17.1 | 16.6 | 20 | 15.3 | 17.4 | 19.3 | 17.2 | 15.8 | 13.8 | 17.9 | 19.9 | 13 | 20.9 | 14 | 19.8 | 21.6 | 15.8 | 19.4 | 18.9 | 15 | 15.1 | 15.2 | 13 | 15.5 | 14 | 16.7 | 14.8 | 20.6 | 21 | 19.4 | 15.5 | 20.4 | 16.3 | 21 | 18.6 | 18.2 | 20.8 | 18.5 | 17.3 | 13 | 13.6 | 13.9 | 14.1 | 16.2 | 15.6 | 14.6 | 20 | 13.4 | 14.4 | 21.2 | 21.2 | 14.4 | 13.7 | 13.6 | 19.2 | 18.5 | 21 | 14.7 | 13.2 | 21.5 | 18.2 | 19.4 | 16 | 17.6 | 15.5 | 18.4 | 20.7 | 17 | 18.4 | 18.3 | 13.2 | 15.6 | 16.8 | 19.9 | 16.7 | 15.7 | 16.6 | 20.7 | 20 | 19.1 | 13.4 | 13.7 | 21 | 16.3 | 19.1 | 17.9 | 16.5 | 20.2 | 16.3 | 17.4 | 19.7 | 17.9 | 15.4 | 19.3 | 17.2 | 18.9 | 16.2 | 13.3 | 16.1 | 21.5 | 16.7 | 16.4 | 19.7 | 13.9 | 19.5 | 15.9 | 14.9 | 18.1 | 18.5 | 18.6 | 16 | 21.5 | 13.8 | 16.8 | 19.5 | 14.6 | 20.9 | 14.4 | 18.6 | 16.5 | 14.8 | 20.2 | 16.2 | 17.8 | 14.5 | 13 | 19.8 | 17.4 | 14.1 | 20.7 | 15.7 | 21.4 | 13.1 | 16.7 | 16.4 | 17.9 | 15.3 | 20.1 | 19.8 | 18.8 | 21.5 | 14 | 17.6 | 15.6 | 13.1 | 15.3 | 14.8 | 19 | 15.3 | 20.7 | 14.5 | 18.6 | 20.1 | 18.6 | 20.7 | 19.3 | 20.1 | 14.6 | 15.8 | 18.9 | 15 | 18.4 | 21.5 | 16 | 20.7 | 13.1 | 17.2 | 15.3 | 19.1 | 14.7 | 13.3 | 18 | 21.1 | 17.5 | 15.5 | 17.9 | 13 | 21.4 | 15.1 | 16.5 | 13.5 | 20.3 | 21.1 | 20.5 | 16.7 | 18.6 | 18 | 17.3 | 19.9 | 19.6 | 21.3 | 16.2 | 16.4 | 14 | 15.4 | 20.1 | 17.6 | 17.1 | 14.5 | 14.2 | 14 | 21.2 | 18.6 | 15.8 | 16.9 | 18.3 | 13.3 | 20.7 | 21.4 | 13.8 | 19 | 17.2 | 19.7 | 19 | 13 | 13.7 | 15.3 | 16.3 | 20.7 | 17.4 | 18.7 | 17.8 | 14.3 | 20.6 | 14.7 | 20.4 | 19.5 | 17.8 | 15.5 | 21 | 13.9 | 20.3 | 18.6 | 21.1 | 19.4 | 13.7 | 20.8 | 15.7 | 20.2 | 15.7 | 17.7 | 21.5 | 20.7 | 14.9 | 18 | 14.3 | 14.9 | 14.3 | 14.1 | 13.8 | 19.9 | 20.9 | 14.7 | 17.2 | 20.8 | 16.8 | 21.2 | 16.4 | 16.5 | 17 | 20.3 | 15.4 | 13.2 | 14.5 | 18.6 | 16 | 21.4 | 19.1 | 15.1 | 18.6 | 14.9 | 20.6 | 13.9 | 15 | 20.2 | 16.9 | 18.3 | 13.7 | 15.5 | 14.3 | 21.3 | 14.2 | 20.8 | 16.3 | 15.9 | 16.4 | 15.8 | 15.3 | 18.4 | 21.3 | 19.2 | 13.2 | 21.1 | 13.1
8 | 22.8 | 28.1 | 20.9 | 22.2 | 27 | 25.4 | 23.4 | 17.7 | 20.8 | 21.4 | 23.3 | 23.2 | 24.3 | 23.2 | 17.4 | 20.4 | 17.2 | 19.1 | 18.9 | 18.5 | 27.5 | 25.2 | 27.3 | 21.9 | 21.5 | 24.1 | 21.4 | 18.5 | 26.2 | 22 | 27.4 | 20.9 | 21.1 | 28.4 | 27.7 | 27.3 | 25.2 | 25.3 | 20.8 | 18.9 | 18.6 | 24.8 | 26 | 23.1 | 17.3 | 22.9 | 19 | 22.7 | 28.5 | 26.5 | 26.1 | 22.2 | 26 | 28.3 | 23.8 | 26.5 | 19.1 | 22.2 | 23.7 | 20.3 | 25.3 | 23.7 | 24.4 | 24.3 | 21.1 | 28.2 | 28.3 | 19.9 | 18 | 21.4 | 27.8 | 24.3 | 22.4 | 18.4 | 26.7 | 27 | 25.8 | 22.3 | 25.7 | 25.8 | 18.1 | 21.5 | 19.2 | 26 | 23.9 | 18.3 | 21.2 | 25.2 | 21.4 | 19.7 | 19.8 | 26.3 | 23.9 | 17.9 | 24 | 18.4 | 19.3 | 25.4 | 18.1 | 23.2 | 27.7 | 19 | 25.3 | 28.2 | 23.8 | 21.3 | 19.7 | 25.3 | 23.2 | 17.9 | 18.9 | 21.4 | 22.9 | 17.4 | 27.8 | 20.4 | 26.1 | 22.1 | 21.7 | 27 | 21.4 | 20.1 | 20.2 | 27.2 | 27.1 | 27.6 | 24.4 | 17.2 | 25.2 | 26.7 | 21 | 20.8 | 18.4 | 19.9 | 25.5 | 18.7 | 19.8 | 17.4 | 23.7 | 20.4 | 17.3 | 17.5 | 17.8 | 22.3 | 18.6 | 19.8 | 18.2 | 19.9 | 23.1 | 23.2 | 21.8 | 22.4 | 25.8 | 25.2 | 25 | 19.8 | 22.5 | 26.4 | 25.9 | 19.2 | 20.4 | 17.7 | 28.4 | 25.6 | 17.9 | 25.1 | 27.1 | 24.6 | 26.5 | 21.1 | 24.9 | 21.1 | 17.6 | 27.9 | 21.9 | 20.6 | 27.9 | 21.3 | 25 | 20.6 | 27.5 | 20.6 | 27.4 | 27.4 | 26.1 | 19 | 27.9 | 24.5 | 20 | 26 | 27.9 | 23.3 | 28 | 26.3 | 20.1 | 24.1 | 24.8 | 19.2 | 24.3 | 22.4 | 24.3 | 17.1 | 17.4 | 21.2 | 17.7 | 23.1 | 20.1 | 18 | 19.5 | 17.7 | 18.2 | 23.2 | 22.8 | 28.5 | 18.6 | 26.1 | 27.6 | 25.6 | 25.5 | 23.6 | 23.1 | 22.6 | 24 | 24.8 | 22.9 | 24.2 | 25.7 | 20 | 17.4 | 21.5 | 19.1 | 25.6 | 19.3 | 26.7 | 26 | 28.3 | 25.5 | 19.5 | 27.8 | 22.7 | 19.8 | 24 | 25.5 | 19.7 | 24.6 | 27.3 | 23.2 | 21 | 26 | 28.2 | 22.1 | 19.1 | 17.1 | 23.2 | 22.1 | 20.1 | 19.3 | 22.6 | 23.6 | 22.8 | 24.6 | 17.5 | 28.1 | 22.6 | 18.9 | 24.6 | 20.4 | 17.6 | 26.4 | 21.6 | 19.6 | 22.9 | 23.2 | 17.2 | 25.5 | 17.9 | 27.1 | 18.3 | 20.6 | 19 | 24.3 | 25.3 | 21.5 | 17.4 | 19.7 | 24.4 | 26.7 | 19.3 | 26.7 | 19 | 28 | 25.5 | 24.5 | 26.6 | 27.6 | 18.1 | 26.9 | 26.7 | 23.5 | 24.9 | 24.7 | 27.2 | 26.9 | 25.4 | 24.1 | 20.6 | 20.9 | 24.8 | 23.8 | 27.1 | 25.1 | 17.8 | 22.5 | 21.6 | 21.9 | 28.5 | 18 | 19.6 | 26.6 | 25.6 | 27.7 | 24.4 | 27.9 | 25.2 | 22.5 | 20.9 | 19.7 | 23.1 | 28.5 | 22.4 | 17.4 | 21.2 | 23.1 | 22.5 | 19.2 | 17.5 | 26.9 | 19.2 | 26.5 | 25.5 | 27.8 | 18.9 | 23 | 19.1 | 25.2 | 28.3 | 28 | 23.2 | 19.5 | 20 | 26.9 | 21.2 | 21.5 | 23.5 | 22 | 18.8 | 20 | 24.2 | 19 | 21.4 | 23.4 | 26 | 26 | 19.6 | 26.3
9 | 21.8 | 22.4 | 25.4 | 25 | 20.2 | 18.1 | 25.8 | 20.3 | 20.1 | 19.5 | 17.7 | 20.9 | 21 | 21.1 | 19.6 | 16.7 | 21.3 | 16.6 | 17.5 | 26.6 | 20.9 | 19.8 | 21.1 | 19.7 | 21.6 | 24.8 | 22.8 | 24.9 | 24 | 22.3 | 18.6 | 24.7 | 25.3 | 16.5 | 22.6 | 20.2 | 24.6 | 17.1 | 24.7 | 19.3 | 21.7 | 19.1 | 19.9 | 19.9 | 25.3 | 19.2 | 23 | 27.1 | 23.4 | 16.8 | 22.8 | 22 | 25.4 | 25.8 | 25.5 | 24.3 | 21.4 | 26.5 | 18.2 | 17.4 | 22.8 | 25.9 | 16.6 | 24.6 | 18.5 | 20.4 | 20.5 | 22 | 17.3 | 25.9 | 18 | 21.9 | 17.3 | 22.6 | 22.4 | 17.5 | 19.9 | 22.3 | 26.7 | 18.8 | 17.2 | 18 | 21.6 | 24.8 | 18.7 | 25.3 | 20.8 | 21 | 21.9 | 26.2 | 25.9 | 18.8 | 24.9 | 22.6 | 19.6 | 18.8 | 24.2 | 21.7 | 22.2 | 25.4 | 23.6 | 26 | 18.8 | 23.5 | 19.4 | 19.4 | 20.7 | 21.7 | 20 | 18.8 | 18.6 | 20.3 | 24.7 | 22.4 | 18.8 | 22.8 | 21.1 | 20.8 | 27.2 | 23.5 | 23.2 | 26.4 | 24.5 | 23.4 | 23.6 | 26.6 | 19.8 | 27.2 | 20.7 | 24.9 | 18.4 | 17 | 22.2 | 26.6 | 24.3 | 20.7 | 19.1 | 17.1 | 18.9 | 18.1 | 23.8 | 26.8 | 25.5 | 22.4 | 25.9 | 22.5 | 19.3 | 17.9 | 20.9 | 21.8 | 23.8 | 18.6 | 16.6 | 22.5 | 18.9 | 18.7 | 21.3 | 23.1 | 16.4 | 19.3 | 22.1 | 20.2 | 25.1 | 24.9 | 26 | 25.9 | 25 | 19.1 | 18.5 | 16.5 | 17.4 | 26.5 | 26.2 | 23.1 | 27 | 18.3 | 24.6 | 22.9 | 23.8 | 18.6 | 20.5 | 19.1 | 22.6 | 26 | 25 | 18.9 | 25.5 | 20.2 | 25.6 | 24.2 | 21.5 | 21.3 | 17 | 24.2 | 16.6 | 24.1 | 27.1 | 24.2 | 17.9 | 18 | 24.1 | 26.7 | 24.2 | 26.8 | 19.2 | 22 | 20.7 | 18.6 | 18 | 18.7 | 18.5 | 22.6 | 24.8 | 24.5 | 20.1 | 22.2 | 23.9 | 26.5 | 24.3 | 24.4 | 22.2 | 16.9 | 20.3 | 24.1 | 18.3 | 21.8 | 20.9 | 25.1 | 24.8 | 24 | 25.5 | 24.4 | 20 | 18.2 | 23.4 | 17.5 | 26.1 | 18.1 | 17.7 | 20.3 | 22.3 | 21.2 | 27.3 | 23 | 17.8 | 21.2 | 23.6 | 26.9 | 16.4 | 23.2 | 25.4 | 24.9 | 25.5 | 24.6 | 19.7 | 17.3 | 25.1 | 24.7 | 22.4 | 17.7 | 18.5 | 18.3 | 19.6 | 23 | 24.2 | 24.6 | 18.1 | 25.5 | 20.9 | 20.1 | 20.7 | 25.1 | 24.7 | 19.6 | 23.9 | 23.3 | 16.9 | 26.5 | 22.8 | 20.7 | 26.3 | 22.7 | 21.4 | 20.3 | 26.7 | 17.7 | 22.3 | 25 | 19 | 17.5 | 21.6 | 17.3 | 19.3 | 17 | 25.7 | 16.5 | 24.4 | 23.5 | 19.4 | 26.3 | 26.8 | 27 | 20.3 | 24.3 | 25.9 | 26 | 22.1 | 24.1 | 17.3 | 19.7 | 20.4 | 19.8 | 23.7 | 17.5 | 17.4 | 25.5 | 26.9 | 16.6 | 18.1 | 24.6 | 23.4 | 25.4 | 22.7 | 20.5 | 21.3 | 21.5 | 21.6 | 17.6 | 16.8 | 18 | 21.2 | 18.5 | 19.8 | 23.8 | 26.6 | 19.9 | 24.3 | 24.5 | 18 | 17.8 | 22.3 | 18.4 | 22.8 | 19.5 | 22.4 | 26.5 | 17.1 | 20.3 | 21.5 | 25.2 | 19 | 23.7 | 22.3 | 19.2 | 25 | 24.1 | 17 | 19.9 | 24.2 | 24.7 | 16.7 | 22.1 | 21.7 | 21.1 | 26.3
10 | 27.1 | 31.3 | 20.7 | 24.1 | 27.4 | 32.7 | 30.7 | 28.8 | 29.4 | 23.1 | 32.4 | 23.9 | 23.1 | 29.6 | 29.3 | 33.4 | 28.6 | 29.5 | 26.3 | 28 | 27.1 | 28.8 | 27.9 | 27.1 | 28.2 | 25.7 | 25.5 | 32.4 | 27.3 | 32.7 | 32.7 | 27.2 | 22.8 | 32.4 | 31.5 | 24 | 31.2 | 31.2 | 21.5 | 23.3 | 21.4 | 31 | 25 | 29.4 | 32.5 | 21.4 | 20.8 | 23 | 22 | 23.5 | 28.9 | 26.4 | 21.9 | 23.8 | 33.4 | 20.9 | 33 | 28.1 | 29.4 | 32.4 | 23.2 | 25.1 | 28.1 | 33.2 | 26.5 | 29.2 | 26.8 | 30.7 | 33.1 | 22.1 | 29.3 | 33.1 | 28.4 | 24.9 | 29 | 32.6 | 33.5 | 22.2 | 29.1 | 27.2 | 23.2 | 25.8 | 27.6 | 31.4 | 32.1 | 25.8 | 20.6 | 21 | 25.8 | 30.5 | 30.9 | 30.4 | 26.9 | 31.7 | 22.7 | 32.5 | 32.6 | 30.4 | 23.8 | 29 | 25.3 | 26.8 | 24.5 | 22.4 | 28.1 | 25.2 | 33.2 | 30.2 | 32.3 | 30.2 | 30.8 | 31.7 | 32.4 | 26.5 | 28.6 | 25.3 | 21.6 | 27 | 27.8 | 22.8 | 26.3 | 31.7 | 24.7 | 27.1 | 33.4 | 28.6 | 31.4 | 27.7 | 21.1 | 23.8 | 22.9 | 25.8 | 33.4 | 30.6 | 24.6 | 21.7 | 21.3 | 21.9 | 25.3 | 28 | 33.4 | 33.8 | 21.9 | 28.4 | 33.5 | 21.3 | 28.8 | 26.9 | 24.2 | 26.6 | 31.8 | 24.3 | 27.8 | 32.6 | 31.7 | 31.7 | 32.4 | 21.7 | 30.8 | 28.9 | 29.4 | 25.6 | 27.5 | 30.6 | 29.4 | 29.3 | 21.2 | 23.2 | 28.1 | 26.4 | 22.8 | 29.9 | 29.2 | 27.1 | 21.5 | 32.1 | 31.7 | 32.7 | 32.6 | 28.6 | 23.8 | 26.4 | 27.8 | 26.2 | 22.4 | 23.1 | 24 | 33.4 | 28.1 | 25.8 | 23.5 | 21 | 21.3 | 28.1 | 23.7 | 25.7 | 23.2 | 29.4 | 27.6 | 27.4 | 26.5 | 22 | 25.5 | 26.2 | 31.9 | 21.7 | 24 | 28.6 | 21.4 | 23.8 | 28 | 30.2 | 22.1 | 27.4 | 24.1 | 26 | 29.5 | 28.9 | 30 | 23.3 | 21.4 | 30.5 | 25.7 | 26.3 | 21.9 | 30.6 | 27.4 | 25 | 29.9 | 28.6 | 24.6 | 24.8 | 28.6 | 32.7 | 25.2 | 26.8 | 31.3 | 21.2 | 23.9 | 22.9 | 21.3 | 20.7 | 22.7 | 33.6 | 24.4 | 31.7 | 32.3 | 26.9 | 23.2 | 29.4 | 30.9 | 21.5 | 22.2 | 20.8 | 25.8 | 29.1 | 32.1 | 23.2 | 25.2 | 20.7 | 33.8 | 28.2 | 27.1 | 30 | 29.6 | 24.1 | 21.4 | 25.5 | 28.5 | 33.7 | 24.6 | 30.4 | 21.4 | 31.3 | 20.6 | 26.2 | 33.7 | 33 | 25.2 | 21.7 | 30.5 | 21.9 | 22.3 | 24.1 | 32.6 | 27.1 | 25.3 | 32.5 | 25.4 | 29.5 | 22.5 | 20.4 | 32.4 | 27.7 | 22.2 | 33.6 | 22.7 | 22.4 | 32.4 | 24.3 | 27.3 | 28.9 | 22.7 | 26.4 | 32.7 | 31.5 | 30.2 | 32.1 | 24.9 | 27.3 | 25.3 | 27.9 | 23.1 | 24.7 | 29.4 | 21.8 | 30.5 | 33.3 | 28.9 | 25.9 | 25.3 | 32.7 | 25.5 | 32.8 | 30.7 | 20.6 | 33.1 | 30.1 | 33.3 | 23.3 | 20.3 | 32.6 | 21.9 | 21.4 | 31.1 | 25.3 | 23.9 | 28.1 | 26.4 | 33.6 | 27.1 | 30.3 | 30.1 | 27.2 | 33.1 | 25.2 | 27.2 | 22.9 | 28.5 | 24 | 28.6 | 28.2 | 20.5 | 31 | 23 | 33.7 | 23.5 | 25.2 | 25 | 20.7 | 22.3 | 21.8 | 23 | 21.8 | 21.5
11 | 37.1 | 32 | 36.4 | 39.9 | 30.8 | 45.1 | 31.6 | 29.3 | 34.9 | 39.5 | 36.9 | 35.9 | 30.4 | 45.9 | 30.8 | 35 | 36.2 | 30.6 | 44.7 | 36.6 | 34.6 | 46.2 | 44.4 | 43.9 | 32 | 28.8 | 34.2 | 40 | 37.1 | 44.9 | 30.7 | 46.2 | 44.2 | 32.3 | 41.4 | 37.2 | 29.3 | 44.4 | 28.6 | 39 | 39.7 | 35.3 | 45.4 | 33.7 | 38.5 | 44.5 | 30.2 | 33.4 | 42.1 | 45.5 | 31 | 41 | 28.6 | 33.6 | 37 | 37.3 | 37.1 | 33.9 | 41.5 | 37.3 | 34.4 | 34.4 | 39 | 35.3 | 44.6 | 29.4 | 28.8 | 28.2 | 41.2 | 41.7 | 43.5 | 34.4 | 28.5 | 29.2 | 44.4 | 32.4 | 46.1 | 28.6 | 43.6 | 40.5 | 41.9 | 36.9 | 32 | 37.5 | 40.3 | 39.5 | 30.8 | 43.8 | 42.3 | 34.1 | 46.2 | 35.4 | 38.5 | 44.9 | 40.2 | 35.6 | 30.4 | 34.3 | 29.8 | 45 | 45.3 | 45.6 | 31.6 | 45.1 | 35.4 | 40.3 | 33.9 | 38.5 | 40.4 | 38.6 | 37.5 | 31.8 | 44.5 | 41.1 | 34.3 | 30.1 | 31.3 | 38.1 | 40.9 | 37.5 | 41 | 32.6 | 34.7 | 45.3 | 44.3 | 36.5 | 33.7 | 43.5 | 45.6 | 30.9 | 44.9 | 31 | 37.2 | 34.4 | 28.6 | 32.8 | 29.8 | 34.3 | 45.1 | 41.5 | 39.8 | 40.9 | 38.7 | 43.5 | 35.1 | 35.3 | 31.5 | 37.2 | 27.9 | 30.4 | 43.2 | 44.1 | 44.1 | 37.8 | 43.8 | 35.1 | 31.7 | 43.7 | 40.2 | 36.5 | 34.5 | 34.5 | 35.6 | 45.6 | 32.6 | 29.9 | 36.7 | 46 | 28.6 | 33.4 | 40 | 28.9 | 39.9 | 45.8 | 34.9 | 37.4 | 29.4 | 43.9 | 33.1 | 45.6 | 41 | 32 | 46.1 | 39.9 | 36.9 | 38.5 | 29.8 | 32.7 | 38.5 | 41.6 | 33.5 | 46.2 | 29.3 | 31.5 | 43 | 33.4 | 35.8 | 28.1 | 29.3 | 34.9 | 39.5 | 41.9 | 30.4 | 29.2 | 33.2 | 40.6 | 45.4 | 35.9 | 36.2 | 45 | 40.9 | 39.1 | 35.1 | 28.2 | 37.9 | 32.2 | 42.5 | 28.7 | 35.9 | 43.7 | 44.7 | 28 | 33.2 | 36.5 | 38.5 | 41.8 | 40.7 | 35.9 | 46.2 | 30.4 | 34.7 | 28.9 | 43.8 | 45.2 | 44.1 | 44.3 | 38.9 | 36.3 | 45.4 | 29.8 | 40.8 | 34.5 | 40.3 | 36.5 | 45 | 33.5 | 29.7 | 34.3 | 36.4 | 29.8 | 29.1 | 38.9 | 38.9 | 29.4 | 39.8 | 43 | 39 | 40.9 | 39.3 | 29.4 | 45.7 | 38.5 | 34.9 | 31.6 | 30.1 | 45.6 | 27.9 | 41 | 41.2 | 27.9 | 32.1 | 29.3 | 43.2 | 30.9 | 35.5 | 42.8 | 40.1 | 36.4 | 39.2 | 32.2 | 36 | 41.1 | 39.1 | 38.2 | 39.8 | 43.9 | 42.3 | 44 | 42.6 | 41.4 | 45.8 | 41.1 | 35.8 | 37.1 | 28.3 | 38.3 | 28.3 | 30.6 | 36.3 | 45.9 | 40.7 | 31.8 | 41.4 | 31.8 | 38.5 | 40.2 | 31.8 | 33 | 32.4 | 31.8 | 46.2 | 29.2 | 32.4 | 46.3 | 31.2 | 43 | 41.4 | 30.9 | 38.9 | 35 | 44.4 | 29.7 | 37.5 | 43.6 | 43.7 | 39.2 | 44.2 | 37.5 | 46 | 40.6 | 44.1 | 37.9 | 29.7 | 38.3 | 28.5 | 33 | 32.2 | 45.6 | 35.5 | 38.7 | 44 | 34.2 | 41.4 | 32.7 | 44.9 | 37.6 | 33 | 43.5 | 42.6 | 36.3 | 29.9 | 41.9 | 35.2 | 39.2 | 36 | 30.9 | 35.9 | 43.2 | 39.3 | 45.6 | 43.3 | 31.3 | 37.2 | 28.1 | 28.6
12 | 69 | 74.8 | 59 | 63.3 | 81.6 | 53.7 | 71.7 | 66.6 | 57.5 | 82.9 | 57.7 | 75.1 | 58.5 | 62.8 | 68.1 | 77.8 | 67.5 | 77 | 53.1 | 58.1 | 59.4 | 76.5 | 75.6 | 58.6 | 84.8 | 58.4 | 82.7 | 63 | 58.8 | 61.1 | 60.7 | 69.3 | 64.1 | 85.2 | 73.3 | 61 | 81.5 | 81.1 | 53.8 | 69.5 | 54.4 | 73.7 | 64.3 | 85.1 | 84 | 85.2 | 83.7 | 86 | 66.1 | 84.8 | 75.5 | 73.4 | 81.5 | 84.6 | 63.9 | 80.4 | 84.2 | 55.9 | 80.4 | 69.5 | 76.7 | 68.2 | 58.6 | 71.3 | 62.6 | 78.1 | 74.9 | 66.7 | 64.1 | 65.1 | 53.6 | 56 | 83.5 | 84.9 | 83.2 | 74.5 | 63 | 69.1 | 76.4 | 68.9 | 69.3 | 72.7 | 78.9 | 70 | 67 | 52.6 | 84.4 | 56.7 | 72 | 73.3 | 83.9 | 81.1 | 70.4 | 62.9 | 79.5 | 66.4 | 79 | 73.1 | 65.5 | 69.4 | 78.3 | 70.2 | 65.7 | 68.5 | 80.8 | 52 | 83.7 | 82 | 69.8 | 61.1 | 62.6 | 80.1 | 67 | 70.4 | 64.3 | 83.7 | 55.6 | 59.9 | 81.7 | 56.8 | 78.3 | 84.6 | 60.3 | 78.9 | 84.2 | 59.2 | 79.5 | 53.9 | 54.2 | 51.7 | 82.5 | 78.4 | 57.2 | 76.7 | 55.1 | 58 | 53 | 56.9 | 85.4 | 55.7 | 69.8 | 68.6 | 65.5 | 57 | 54.5 | 76 | 62.5 | 71 | 78.9 | 57.6 | 55.1 | 72.1 | 67.1 | 85.9 | 75.1 | 64.6 | 73.1 | 60.7 | 76.9 | 69.5 | 69.4 | 72.4 | 80.7 | 79.8 | 77.1 | 55.2 | 75.2 | 76.1 | 83.9 | 61.7 | 64.2 | 55.1 | 73.3 | 60.6 | 69.1 | 60.8 | 55.9 | 60.7 | 60.3 | 84.1 | 60.9 | 73.3 | 70.2 | 59.8 | 71.9 | 82.2 | 65.8 | 84.8 | 76.4 | 81.4 | 79.3 | 66.2 | 58.3 | 77.7 | 81.2 | 62.5 | 72.8 | 64.8 | 81.5 | 81.3 | 61.8 | 81 | 69.5 | 77.7 | 80.1 | 74.2 | 57.3 | 52.5 | 80.5 | 71.1 | 70.7 | 82.8 | 54.6 | 75 | 54.3 | 59.7 | 55.9 | 61.3 | 79.5 | 59.5 | 66.7 | 61.8 | 65.4 | 78 | 74.5 | 85.3 | 62.4 | 65.7 | 83.7 | 72.6 | 83.9 | 53.1 | 71.2 | 61.2 | 62.8 | 82.6 | 83 | 69 | 79.6 | 59.7 | 59.2 | 65.5 | 59.2 | 52.9 | 63.1 | 69 | 70.5 | 70.2 | 85.7 | 59 | 82.7 | 58.3 | 67 | 75 | 82.4 | 70.6 | 72 | 74.1 | 80.1 | 62.3 | 63.3 | 83.1 | 78.7 | 56.4 | 74 | 69.5 | 77.2 | 58.8 | 63.8 | 54 | 72.9 | 71.1 | 73.3 | 71.2 | 54.4 | 67.9 | 75.5 | 53.3 | 63.8 | 65.1 | 54.3 | 59.3 | 81.3 | 63.8 | 65.6 | 79.9 | 58.9 | 65.8 | 56.8 | 71.5 | 72.6 | 59.9 | 52.8 | 76.8 | 66.5 | 78 | 60.5 | 67.4 | 84.1 | 82.1 | 56.4 | 78 | 72.3 | 65.7 | 70.7 | 61.9 | 66.4 | 75.4 | 61.1 | 82.9 | 59 | 71.3 | 60.3 | 62.3 | 65.2 | 52.9 | 55.4 | 55.4 | 82.8 | 79.9 | 63.7 | 68.4 | 52.7 | 77 | 81.8 | 85.5 | 68.3 | 68.2 | 51.9 | 82.8 | 82.5 | 77.8 | 58.5 | 84.5 | 52.4 | 79.2 | 64.1 | 68.5 | 77.7 | 85 | 76.6 | 62.5 | 85.9 | 82.3 | 63.7 | 52.5 | 82.8 | 54.6 | 79.3 | 64.9 | 69.9 | 53.6 | 53.3 | 65 | 58.8 | 71.1 | 66.5 | 55.8 | 59.5 | 52.5 | 81.5 | 63.6 | 81.5 | 66.7 | 54.9
13 | 65.8 | 78.1 | 76.8 | 80.3 | 55 | 70.4 | 76 | 72.5 | 61.6 | 77.1 | 80.7 | 73.6 | 59.8 | 79.3 | 56.4 | 62.3 | 70.2 | 62.1 | 51.8 | 58.6 | 61.6 | 56.3 | 68.1 | 73.3 | 81.2 | 73.6 | 75.9 | 78.9 | 62.8 | 67.2 | 82.2 | 63.9 | 49.5 | 61.6 | 60.8 | 64.7 | 65.8 | 61.5 | 73.4 | 51.2 | 53.5 | 60.7 | 66.7 | 81.7 | 81.6 | 81.7 | 71.5 | 76.7 | 58.8 | 70.9 | 56.8 | 51.7 | 79.7 | 56.1 | 77.1 | 65.2 | 56.9 | 81.3 | 63.2 | 70.3 | 68.3 | 51 | 76 | 51.1 | 70.8 | 59.4 | 55 | 65.7 | 63.5 | 54.5 | 54.3 | 74.4 | 63.7 | 63.3 | 55.3 | 52.1 | 80.8 | 76.5 | 54 | 79.9 | 71.3 | 64.7 | 57.7 | 76 | 77.9 | 71.1 | 55.5 | 66 | 56.9 | 55.7 | 58 | 78 | 55.1 | 72.3 | 70.1 | 52.8 | 71.3 | 60.8 | 63.2 | 55.4 | 77.3 | 61 | 58.4 | 58.8 | 50.1 | 49.7 | 79.8 | 56.1 | 50.9 | 57.1 | 72.7 | 75.1 | 79.1 | 53.8 | 80.3 | 55.5 | 72.7 | 56.8 | 60.9 | 55.9 | 76.7 | 67.1 | 64.7 | 79.2 | 67.6 | 73.7 | 68.4 | 74.5 | 73.3 | 64.4 | 78.4 | 59.1 | 53.5 | 57.8 | 50.9 | 61.5 | 63.6 | 69.8 | 53.4 | 76 | 82.2 | 74.9 | 60.1 | 77.1 | 51.5 | 74.2 | 78.5 | 54.2 | 50.9 | 57.7 | 66.6 | 63.5 | 72.9 | 77.3 | 69 | 77.1 | 53.5 | 52.8 | 73.2 | 58.8 | 71.1 | 71.7 | 70.7 | 51.3 | 74.9 | 77.3 | 61.9 | 72.6 | 76.2 | 78.3 | 74.3 | 72.7 | 70 | 52.2 | 62.8 | 67.1 | 79 | 80.5 | 80.6 | 78.3 | 50.4 | 77.3 | 71.3 | 49.4 | 69.5 | 78.8 | 66 | 54.6 | 74.7 | 60.8 | 63.7 | 53.1 | 70.8 | 71.1 | 77.4 | 66.5 | 61.2 | 61 | 79.2 | 73.9 | 79.9 | 55.1 | 50.8 | 54.5 | 58.6 | 76.2 | 55.1 | 66.9 | 53.5 | 57.9 | 59.5 | 70.4 | 72 | 65.3 | 64.4 | 49.5 | 75.7 | 82.2 | 73.9 | 60.4 | 71 | 76.6 | 74.1 | 55.4 | 78.5 | 76.5 | 81 | 69.2 | 75.5 | 61 | 63.4 | 75.8 | 54.2 | 64.9 | 73.6 | 60.4 | 55.9 | 75.8 | 63 | 67 | 73.1 | 66.6 | 60.5 | 81.2 | 70.6 | 56.4 | 75.9 | 68.7 | 53.7 | 67.1 | 60.9 | 58.1 | 76.7 | 80.1 | 61.4 | 71.3 | 79.2 | 65.3 | 56.2 | 68.5 | 78.7 | 55.8 | 59 | 72.3 | 51 | 51.3 | 72.2 | 74.3 | 72 | 78.9 | 51.8 | 80.7 | 61.7 | 59.4 | 57.4 | 53.5 | 67.9 | 73.7 | 80.6 | 53.9 | 76.9 | 49.5 | 52.6 | 58.8 | 51 | 70.5 | 67.2 | 67.8 | 60 | 49.7 | 60.1 | 55.2 | 68 | 62 | 81.4 | 75 | 57.7 | 50.1 | 51.1 | 71.2 | 75 | 68.9 | 81 | 58 | 49.7 | 51 | 80 | 57.2 | 58.7 | 77.2 | 80.4 | 69 | 68.5 | 56.5 | 52 | 65.5 | 61.7 | 62.5 | 53.6 | 74.1 | 61.1 | 66.4 | 78.5 | 74.3 | 62.5 | 62.8 | 62.3 | 80.3 | 58 | 69.8 | 52.5 | 50.8 | 62.4 | 62 | 58.2 | 78.1 | 75.5 | 55.2 | 65.6 | 73.7 | 52 | 55.3 | 58.4 | 56.4 | 51.5 | 49.8 | 66.1 | 67.7 | 61.7 | 52.8 | 65.7 | 59.8 | 64.2 | 54.2 | 60 | 77.3 | 61.6 | 52.6 | 75.7 | 81.7 | 77.4 | 62.8 | 59.1 | 59.5 | 81.5
14 | 66.6 | 67.5 | 61.8 | 74.2 | 81.8 | 78.4 | 76.1 | 52.8 | 70.7 | 78.3 | 73.3 | 75.2 | 82.3 | 54.5 | 60.7 | 63.1 | 59.2 | 76.8 | 82.3 | 83 | 55.2 | 61.1 | 52.1 | 77.8 | 63.1 | 60.1 | 67.4 | 71.9 | 69.3 | 73.8 | 50.2 | 75.8 | 63 | 61.3 | 67.1 | 72.4 | 75.9 | 78.5 | 56.3 | 70.4 | 60.7 | 66.1 | 53.2 | 51.9 | 60.6 | 53.2 | 76.1 | 70.9 | 59.6 | 75.9 | 79.7 | 53.2 | 80.7 | 63.5 | 80.7 | 77.4 | 53.4 | 64.8 | 51.3 | 64.9 | 63.6 | 63.7 | 59.2 | 53.5 | 65.1 | 56.1 | 80.5 | 77.5 | 59.1 | 77.3 | 65.1 | 74.4 | 69.5 | 54.8 | 77.8 | 67.7 | 76 | 77.9 | 75.5 | 60.5 | 59.7 | 69.7 | 69.3 | 71.3 | 72.7 | 61 | 58 | 66 | 54.1 | 73.9 | 50.6 | 76.7 | 59 | 71.6 | 53 | 78.3 | 70 | 51.7 | 75.8 | 63 | 64.2 | 74.1 | 61.9 | 56.3 | 61.9 | 50.5 | 76.9 | 75.8 | 67.8 | 61.8 | 79.9 | 76.2 | 51.2 | 63.8 | 66.7 | 56.5 | 71.6 | 60.7 | 62.6 | 61.4 | 64.6 | 53.1 | 63.4 | 63.4 | 51.4 | 59.7 | 72.7 | 73.2 | 59.9 | 51.3 | 74.7 | 76.9 | 60.3 | 71.9 | 67.5 | 77.7 | 80.4 | 70 | 61 | 57.8 | 57.1 | 61.7 | 51.8 | 67.3 | 72.8 | 63.9 | 75.5 | 77.2 | 72.5 | 72.2 | 72.7 | 51 | 56 | 55.3 | 53.4 | 61.3 | 80.9 | 51.6 | 63 | 61.1 | 57.1 | 79.4 | 63.2 | 83 | 82.5 | 82.3 | 76.4 | 54.5 | 82.7 | 77.4 | 76.3 | 65.1 | 68 | 51.3 | 77.1 | 50.5 | 50.1 | 82.3 | 74.2 | 50.3 | 83.1 | 59.4 | 69.5 | 69.1 | 69.1 | 69.5 | 74.4 | 81.3 | 82.3 | 64.7 | 75.3 | 60 | 67 | 54.6 | 50.6 | 81.4 | 54 | 72.4 | 80.4 | 64.2 | 73.2 | 75.8 | 77.8 | 73.9 | 58.5 | 56 | 71.6 | 73.8 | 70.8 | 61.2 | 75.3 | 57.9 | 55.9 | 80 | 78.7 | 77 | 71.8 | 61 | 80.3 | 57.8 | 80 | 74.6 | 69.5 | 52.8 | 65.2 | 64.5 | 75.2 | 73.3 | 81.1 | 67.3 | 78 | 54.1 | 57.1 | 53.3 | 62.5 | 62.4 | 52.3 | 77.2 | 68.5 | 51.2 | 50.7 | 53.3 | 54.7 | 78.3 | 51.7 | 64.6 | 70.9 | 53.4 | 82.3 | 79.8 | 54 | 82.2 | 56.7 | 70.6 | 53.3 | 57.6 | 66.5 | 64.6 | 51.8 | 63.1 | 61.9 | 80.4 | 75.7 | 57.2 | 72.5 | 67.2 | 76.1 | 51.3 | 57.3 | 77.8 | 64.1 | 56 | 53.6 | 65.7 | 78.8 | 77.8 | 77.5 | 52.5 | 56.4 | 55.4 | 77.5 | 68.7 | 70.5 | 69.7 | 52.3 | 53.2 | 52.2 | 63.9 | 51.7 | 79.4 | 70.7 | 58.6 | 54.9 | 65.5 | 83.1 | 59.8 | 65.6 | 79.1 | 72.1 | 53.5 | 55.8 | 81 | 79.7 | 64 | 74.1 | 72.7 | 72.1 | 74.3 | 78.5 | 50.8 | 77.7 | 65.5 | 78.8 | 63.9 | 67.3 | 56.9 | 70.4 | 64.4 | 52 | 77.7 | 74.6 | 68.2 | 50.9 | 52.1 | 58.4 | 77.5 | 78.3 | 50.3 | 73.7 | 58.4 | 64.8 | 50.7 | 51.5 | 61.6 | 53.3 | 61.4 | 70.7 | 63.2 | 76.9 | 68.1 | 64.8 | 60.4 | 52.1 | 71 | 67 | 55.3 | 78.5 | 54.3 | 57 | 72.1 | 71.2 | 61.3 | 51.8 | 61.2 | 57.2 | 51.3 | 55.9 | 51.4 | 77.5 | 58.8 | 69.2 | 71.9 | 69.5 | 65 | 56
15 | 65.4 | 63.9 | 67.4 | 79.4 | 76.9 | 64.5 | 66.7 | 49.3 | 55.9 | 76.3 | 70 | 81.6 | 78.8 | 55 | 50.7 | 60 | 77.7 | 61.4 | 64.7 | 79.8 | 55 | 68.6 | 55.3 | 56.8 | 78.1 | 54.4 | 57.6 | 81.1 | 73.3 | 54.6 | 79.3 | 71.1 | 61 | 55.7 | 67.8 | 57.3 | 58.8 | 61.4 | 74.7 | 60.7 | 70.8 | 71.6 | 53.1 | 56.8 | 79.1 | 71.5 | 66.8 | 70.3 | 67.8 | 75.6 | 51 | 67.6 | 73.9 | 50.3 | 66.2 | 79.6 | 72.6 | 49.8 | 71.2 | 74.6 | 62.5 | 76 | 52.2 | 59.1 | 68.6 | 59.7 | 79.1 | 61 | 79.8 | 65.2 | 58.5 | 68.4 | 63.4 | 67 | 68.2 | 62.4 | 81.1 | 71.9 | 61.6 | 60.7 | 57.5 | 69.1 | 79.3 | 69.8 | 50 | 53.1 | 72.1 | 53 | 57.4 | 55.8 | 59.6 | 61 | 80 | 74.5 | 70.4 | 50.5 | 59.7 | 49.6 | 74.8 | 51 | 66.8 | 61.1 | 68.7 | 69.4 | 51.8 | 80.9 | 53.3 | 51.6 | 56.8 | 50.3 | 79.9 | 55.3 | 53.2 | 71.9 | 61.5 | 58.1 | 62.3 | 64.6 | 70.4 | 72.8 | 55.5 | 58.8 | 65.3 | 59.4 | 80.5 | 61.5 | 61 | 68.2 | 52 | 72.5 | 62.7 | 73.2 | 63.6 | 50.5 | 80.9 | 59.7 | 76.2 | 63.2 | 70.5 | 80.9 | 52.6 | 51.1 | 79.5 | 54 | 80.9 | 56.1 | 50.3 | 52.3 | 57.1 | 80.8 | 56 | 59 | 64.2 | 57.3 | 81.2 | 71.2 | 71 | 71.2 | 68.5 | 63.3 | 77.6 | 63.5 | 62 | 67.7 | 81.6 | 53.1 | 69.2 | 57.1 | 64.5 | 65.4 | 70.7 | 72.1 | 76.8 | 54.5 | 56.7 | 81.6 | 54.4 | 64.3 | 55.8 | 52 | 50.9 | 56.2 | 55.8 | 77.6 | 63.9 | 54 | 57.9 | 79.8 | 71.7 | 72.1 | 78 | 62.5 | 65.9 | 55.4 | 67.1 | 63.6 | 62.2 | 70.8 | 51.4 | 76 | 70.2 | 80.3 | 77.3 | 75.4 | 75.1 | 68.5 | 81.5 | 51.5 | 60.8 | 65.4 | 63 | 78.9 | 64.6 | 58.1 | 63.2 | 69.2 | 55.4 | 49.8 | 76.9 | 70.3 | 62.1 | 72.1 | 79.5 | 65.4 | 66.9 | 65.5 | 70.8 | 81.5 | 64.5 | 76.6 | 54.7 | 75.1 | 68.4 | 54.4 | 61.3 | 55.9 | 68.5 | 52.6 | 63.1 | 49.8 | 67.2 | 63.6 | 72.9 | 49.2 | 60.1 | 78.3 | 64.8 | 64 | 64.6 | 55.9 | 62.1 | 58.7 | 51.1 | 49.5 | 53 | 69.3 | 55.6 | 51.5 | 53.8 | 57.7 | 61.3 | 65.2 | 62.2 | 60.5 | 60.4 | 59.3 | 71.3 | 80.1 | 75.1 | 52.4 | 53.2 | 71.8 | 51.5 | 74.1 | 54.3 | 56.8 | 72.1 | 65.6 | 70.4 | 76.2 | 78.5 | 80.6 | 58.9 | 77.5 | 60.5 | 65.4 | 67.5 | 66.9 | 64.7 | 51.3 | 50.1 | 49.9 | 70.9 | 75.2 | 65.8 | 58.8 | 60.9 | 77.3 | 56.1 | 49.3 | 75.6 | 50.8 | 56.4 | 72.2 | 65.5 | 67.6 | 67.5 | 61.3 | 73.4 | 59.6 | 62.4 | 53.7 | 58.6 | 58.1 | 69.2 | 76.1 | 77.5 | 51.5 | 78.7 | 80.9 | 57.3 | 64.3 | 79.9 | 54 | 70.9 | 60.6 | 59.4 | 60 | 70.4 | 70.1 | 80.2 | 81.1 | 69.2 | 67.5 | 71.7 | 79 | 54.9 | 63.6 | 55 | 49.8 | 63.5 | 73 | 51 | 61.1 | 73.1 | 50.4 | 81.1 | 57 | 49.3 | 50.3 | 75.3 | 66.3 | 76 | 76.6 | 66.3 | 65.3 | 69.9 | 60.4 | 65 | 55 | 56.9 | 63.5 | 66.1 | 62.3 | 65.5
16 | 79.8 | 62.2 | 72.5 | 85.4 | 89.5 | 65.7 | 82.8 | 73.8 | 95.9 | 74.5 | 97.2 | 66.2 | 65.4 | 82.3 | 60 | 84.6 | 87.9 | 60.9 | 69.9 | 67.4 | 92 | 87.5 | 93.2 | 83.8 | 69.1 | 74.3 | 63.8 | 87.3 | 81.5 | 95.7 | 75.1 | 97.7 | 99.7 | 76.6 | 70 | 86.2 | 71.7 | 77.1 | 61.4 | 75.9 | 89.4 | 68.7 | 62.5 | 91.9 | 64.2 | 75.8 | 71.8 | 69.1 | 77.7 | 80.1 | 85 | 75.3 | 93.6 | 74.8 | 62.6 | 82.5 | 91.3 | 65.3 | 75.8 | 74.7 | 99.4 | 70 | 99.3 | 92.1 | 93.4 | 74.4 | 81.7 | 78.9 | 74.5 | 62.9 | 83.8 | 82.7 | 74.4 | 78.7 | 99.7 | 66.7 | 78 | 75.5 | 76.4 | 92.8 | 61.8 | 99.7 | 93.8 | 81.6 | 80.7 | 82.3 | 79.9 | 62.8 | 66.5 | 74 | 72.2 | 63.5 | 95.9 | 61.1 | 80.2 | 61.8 | 88.8 | 69.9 | 69.9 | 95.4 | 97.7 | 67 | 92.6 | 80.7 | 80.3 | 68.5 | 80.2 | 61 | 66.7 | 89.6 | 69.5 | 71.3 | 82.9 | 98.2 | 93.9 | 77.7 | 66.7 | 96 | 61.4 | 61.8 | 69.7 | 63.8 | 99.7 | 81 | 71.9 | 59.9 | 61.1 | 94.6 | 89.2 | 99.4 | 68.8 | 98.5 | 91.2 | 88.7 | 92.6 | 72.7 | 85.7 | 83.8 | 66.8 | 87.2 | 93.1 | 85 | 99.7 | 74.2 | 77.9 | 97.4 | 66.2 | 67.2 | 85.2 | 86.2 | 83.6 | 65.8 | 71.2 | 90.6 | 93.6 | 91.8 | 87.2 | 83.8 | 71.6 | 96.3 | 70.8 | 75 | 89.3 | 64.3 | 94.5 | 93.4 | 89.3 | 72.1 | 92.4 | 92.4 | 98.8 | 72 | 98.9 | 86.8 | 84 | 98.6 | 80.2 | 67.2 | 77.4 | 85.5 | 64.3 | 82.6 | 71.9 | 66.5 | 86.7 | 72.1 | 71.3 | 82.1 | 96.3 | 86.2 | 67.4 | 92 | 76.1 | 87.6 | 92.1 | 70.2 | 92.7 | 75.2 | 80.9 | 92.1 | 89.4 | 61.3 | 99.7 | 69.7 | 65.3 | 81.5 | 73.2 | 80.6 | 94.1 | 68.3 | 82.3 | 80.4 | 80.1 | 87.4 | 97.6 | 82.7 | 74.9 | 89.1 | 81.3 | 92.8 | 68.6 | 82.1 | 62.4 | 89.8 | 91.2 | 79.3 | 93.4 | 68.4 | 66.4 | 85.4 | 90.5 | 93.6 | 92.2 | 86.4 | 78.3 | 65.1 | 73.5 | 60.1 | 80.9 | 91.5 | 97.9 | 77.9 | 81.6 | 79.7 | 73.4 | 68.4 | 90.1 | 63.8 | 96 | 75.5 | 90.6 | 94.8 | 65.5 | 74.1 | 94.8 | 60.2 | 73.3 | 64.7 | 91.5 | 60.1 | 61.9 | 62.3 | 92.6 | 89.2 | 70.6 | 72.6 | 85.5 | 93.8 | 93.1 | 70.9 | 94.9 | 68.6 | 82.6 | 63.2 | 87.1 | 77.6 | 92.6 | 65.9 | 72.5 | 72.7 | 80.1 | 60.4 | 86.8 | 76.8 | 92.2 | 74.7 | 83.5 | 97.8 | 66.4 | 99.7 | 93.5 | 67.2 | 97.4 | 91.5 | 71.6 | 94.9 | 85.3 | 83.2 | 98.6 | 69.3 | 75.3 | 80.2 | 75.9 | 66.3 | 85.6 | 97.7 | 62.3 | 98.8 | 93.2 | 99.3 | 66.8 | 66.3 | 85.9 | 97 | 84.7 | 86.4 | 98.6 | 61.3 | 90.9 | 81.1 | 97.1 | 95.8 | 83.4 | 71.8 | 70.3 | 94.5 | 73.5 | 68.8 | 74.3 | 68.4 | 93.9 | 70.2 | 87.6 | 76.4 | 67.9 | 75 | 91.5 | 78.5 | 87.3 | 98.4 | 86.7 | 82.6 | 88.8 | 88.6 | 70.1 | 67.1 | 75.7 | 68.1 | 87.9 | 92.2 | 80.1 | 69.5 | 83.7 | 86.1 | 87.8 | 76.3 | 73.1 | 76.3 | 75.1 | 89.6 | 71.5 | 63.5 | 66.3 | 98.2 | 74.8
17 | 115.5 | 107.5 | 102.3 | 140.9 | 106.5 | 93.3 | 125 | 121 | 101 | 124.9 | 103.2 | 137.3 | 105.9 | 106.7 | 128.4 | 92.4 | 96.9 | 129.7 | 96.1 | 117.4 | 104.8 | 95 | 103.3 | 116.7 | 138.3 | 109.2 | 133.3 | 143.2 | 119.4 | 99.9 | 127.9 | 143.2 | 142.6 | 127.8 | 123.6 | 96.7 | 118.5 | 136.6 | 129.8 | 129.4 | 131.1 | 103.9 | 118.3 | 133.6 | 113.2 | 134.2 | 118.3 | 133.2 | 103.4 | 141.5 | 100.7 | 125 | 113.6 | 103.7 | 111.8 | 110.6 | 136.1 | 118.2 | 107.9 | 135 | 131.5 | 131.7 | 117.9 | 128.5 | 88.7 | 111.8 | 139.5 | 143 | 143.5 | 121.9 | 90.3 | 136.1 | 131.8 | 122.7 | 120 | 95.6 | 96.6 | 88.7 | 112 | 122 | 141.3 | 96.5 | 129 | 135.1 | 96.1 | 136.1 | 116 | 128.8 | 133.4 | 119.8 | 119.7 | 136.5 | 103.2 | 91.7 | 116.6 | 138.6 | 114.4 | 121 | 108.4 | 126.7 | 92.6 | 135.2 | 100.4 | 114 | 112.4 | 127.6 | 106.7 | 138.2 | 94.5 | 133.5 | 97.1 | 121.8 | 124 | 128.5 | 102.4 | 124.9 | 136.5 | 144 | 124.6 | 118.2 | 137.2 | 96.8 | 122.1 | 91.4 | 143.7 | 126.1 | 129.8 | 143 | 91 | 142.7 | 132.1 | 106.4 | 121.3 | 123.8 | 95.4 | 121.3 | 128.8 | 104.4 | 123 | 96.1 | 112.3 | 132.4 | 93 | 140.3 | 90.7 | 93.2 | 127.2 | 114.1 | 97.4 | 140.2 | 101.1 | 102.8 | 114.9 | 87.4 | 115.7 | 120.6 | 131.8 | 118.9 | 100.7 | 143.1 | 131.5 | 121.5 | 131.4 | 139.5 | 103.2 | 106.4 | 123.5 | 134.5 | 101.5 | 138.2 | 114.3 | 127.5 | 108.6 | 117.2 | 97.5 | 124.1 | 100.4 | 110.2 | 104 | 102 | 135.3 | 97.8 | 101.3 | 111 | 99.5 | 127 | 127.7 | 137.4 | 93.1 | 118.1 | 115.8 | 93.6 | 114.9 | 86.6 | 120 | 89.4 | 111.7 | 104.2 | 106.1 | 97.2 | 134.9 | 99.6 | 105 | 115.2 | 108.6 | 114.5 | 120.3 | 136.4 | 126.7 | 123.4 | 98.8 | 107.1 | 105.2 | 120.7 | 104.6 | 99 | 139.9 | 119.8 | 131.3 | 127.4 | 113.1 | 143.2 | 94.7 | 141.9 | 122.9 | 115.2 | 138.9 | 130.2 | 126.1 | 126.7 | 133.4 | 91.4 | 90.1 | 90.8 | 138.8 | 94.4 | 106.5 | 123.2 | 133.2 | 132.3 | 138.4 | 90.5 | 128 | 101.2 | 109.2 | 113.8 | 101.2 | 101 | 116.9 | 93.2 | 123.9 | 123.2 | 94.4 | 103.9 | 125.8 | 130.3 | 99.7 | 103.3 | 114.3 | 97.2 | 115.1 | 135.8 | 105.3 | 138.2 | 132.4 | 138.6 | 105.7 | 108.3 | 122.3 | 142.1 | 111.2 | 98.5 | 113.2 | 91.9 | 140.3 | 128 | 142.2 | 106.2 | 137.9 | 90.6 | 105.8 | 119.5 | 138.9 | 90.5 | 92.2 | 138.7 | 117.3 | 89.1 | 96.6 | 127.5 | 114.1 | 137.1 | 111.3 | 105.1 | 104.5 | 120.5 | 114.2 | 144.1 | 105.5 | 126.7 | 126.4 | 131.4 | 122.6 | 94.2 | 108.2 | 111.5 | 111.1 | 110.5 | 141.4 | 134.3 | 118.4 | 133.4 | 88.8 | 89.8 | 111.8 | 132.7 | 98.1 | 112.1 | 136.5 | 126.4 | 114.8 | 122.6 | 113.8 | 101.6 | 108.9 | 126 | 97.8 | 120.7 | 138.2 | 123.8 | 117 | 103.9 | 101.5 | 107.6 | 110.1 | 87.2 | 101.8 | 111.2 | 143.2 | 108 | 102.7 | 88.1 | 93.3 | 108.3 | 139.4 | 109.5 | 96.7 | 143.6 | 123 | 100.2 | 93.9 | 128.5 | 95.6 | 142.2 | 130.7 | 112.4 | 120.5 | 133.7 | 91.1 | 111.2 | 126.2 | 116.7 | 140.3 | 123.2 | 132.7
18 | 110.3 | 111.8 | 88.2 | 131.8 | 102.4 | 108.9 | 123.2 | 112 | 117.7 | 106.2 | 125.4 | 134.7 | 127.3 | 93.1 | 121.1 | 96.4 | 134.3 | 104.4 | 92.1 | 118.6 | 84.8 | 108 | 123.8 | 113.3 | 119.2 | 102.1 | 113.9 | 88.9 | 99.3 | 87.5 | 115.7 | 85.5 | 116.6 | 84.5 | 104.3 | 98.5 | 114 | 119.5 | 96.2 | 118 | 86.7 | 123.8 | 115.6 | 134.8 | 115.7 | 128.1 | 86 | 133.1 | 136.8 | 95.4 | 110.7 | 91.7 | 136.2 | 107.8 | 116.1 | 128.1 | 95.8 | 113.1 | 119 | 110.2 | 123.5 | 118.8 | 101.3 | 132.8 | 108.8 | 134.8 | 116.2 | 116.6 | 97.1 | 115 | 137.7 | 118 | 119.4 | 84 | 101.3 | 121.3 | 100 | 128.1 | 128.8 | 134.4 | 134.6 | 91.8 | 100.4 | 106.3 | 111.7 | 136.3 | 115.4 | 122.7 | 106.8 | 117.7 | 108.7 | 115.2 | 128.5 | 135.7 | 101.4 | 91.4 | 101.6 | 88.5 | 108.7 | 90.5 | 121 | 136.6 | 88.1 | 87.8 | 119.7 | 109.9 | 95.7 | 131.2 | 92 | 99.4 | 117.6 | 100.8 | 132.4 | 105.1 | 89.5 | 122 | 100.3 | 122.5 | 96.7 | 125.3 | 90.2 | 103.9 | 118 | 90.2 | 103.7 | 107.6 | 128.8 | 120.5 | 105.2 | 119.4 | 113.2 | 132.7 | 124.3 | 126 | 136.5 | 118.8 | 112.6 | 131 | 99.1 | 134.2 | 106.1 | 105 | 109.7 | 110.4 | 132.8 | 111.6 | 122.1 | 116.2 | 111 | 131.9 | 104.9 | 118.9 | 135.7 | 109.8 | 119.8 | 137.6 | 125.1 | 86.6 | 137.2 | 116.1 | 124 | 128 | 100.3 | 83.2 | 96.8 | 131.9 | 119.3 | 108.4 | 102 | 89.7 | 118 | 136.7 | 108 | 110 | 134.8 | 122 | 133.8 | 95.8 | 119.6 | 118.7 | 115.6 | 102.7 | 83.5 | 85.5 | 123.4 | 102.1 | 113.4 | 136.2 | 102.4 | 130.5 | 122.4 | 97.1 | 122.1 | 127.5 | 115.5 | 83.9 | 129.7 | 124.1 | 132.4 | 120.3 | 105.7 | 91.5 | 136.9 | 90.4 | 111.7 | 135.5 | 89.9 | 107.7 | 109.5 | 129.2 | 131.7 | 95.1 | 120.7 | 83.2 | 108.3 | 137.3 | 132.6 | 85.4 | 97.9 | 94.3 | 126.2 | 105.8 | 118.8 | 94.8 | 131 | 98.7 | 134.3 | 118.1 | 102.5 | 83.2 | 106.9 | 105.4 | 98 | 121.9 | 93.7 | 105.5 | 86.9 | 121.6 | 137.5 | 131 | 97 | 123.8 | 125 | 100.3 | 130 | 115 | 111.8 | 107 | 88.2 | 115.6 | 125.1 | 83 | 114 | 87.8 | 83.7 | 94.7 | 95 | 101.1 | 117.8 | 95.5 | 101.8 | 105.7 | 108.9 | 122.4 | 114.4 | 109.6 | 119.4 | 126.6 | 129.6 | 89 | 100.4 | 94.3 | 88 | 125.2 | 106.2 | 120 | 134.8 | 83.9 | 122 | 89.7 | 118.7 | 129.4 | 124.8 | 97.3 | 133.2 | 115 | 104.1 | 115.6 | 95.9 | 114.5 | 132.7 | 132.8 | 133.6 | 134.4 | 131.8 | 97.8 | 124.5 | 87.5 | 91.6 | 98.3 | 109.4 | 133.6 | 112 | 84.9 | 90.7 | 119.6 | 133.2 | 86.4 | 135.9 | 113.6 | 129.1 | 114.8 | 95.6 | 94.6 | 90.1 | 93.5 | 108.9 | 134.6 | 129.9 | 95.9 | 90.1 | 125.7 | 129.7 | 134.5 | 95.4 | 120.1 | 99.1 | 85.4 | 128.5 | 121.8 | 130 | 129.5 | 122.3 | 106.2 | 113.1 | 85.2 | 129.1 | 124.2 | 101.1 | 115.1 | 122.9 | 122.8 | 120.5 | 85.2 | 102.5 | 96.2 | 95.6 | 112.8 | 116.7 | 100 | 92.7 | 101.7 | 125.3 | 117 | 87 | 100 | 109.7 | 131.6 | 123.9 | 134.1 | 90.8 | 109.5 | 84 | 132.1 | 99.2
19 | 96.1 | 85.7 | 84.1 | 108.9 | 101.4 | 115.7 | 82.8 | 82.9 | 84.1 | 108.9 | 107.8 | 89.3 | 113.5 | 115 | 118 | 91.6 | 116 | 117.8 | 77.6 | 83.3 | 85.9 | 91.7 | 91.9 | 74.1 | 110.5 | 113.9 | 90.5 | 108.3 | 93.1 | 77.5 | 78.5 | 102.1 | 119 | 97.4 | 106.5 | 117.7 | 82.8 | 110.3 | 102.2 | 105.4 | 117.7 | 100.5 | 75.9 | 113.5 | 104.4 | 100.4 | 80.9 | 118.9 | 87.2 | 102.4 | 86.8 | 74.7 | 103.1 | 111.2 | 103 | 103.3 | 75.3 | 86 | 85.4 | 75.4 | 81.4 | 113.7 | 92.4 | 93.9 | 111.2 | 80.2 | 91.8 | 99.4 | 106.2 | 89.1 | 90 | 101.4 | 99.5 | 74.7 | 94.9 | 115.9 | 109.6 | 117.3 | 82.8 | 108.1 | 89.5 | 86.1 | 83.5 | 115.5 | 100.4 | 107.6 | 91.1 | 73.9 | 102.2 | 81.2 | 82.4 | 101.2 | 87.7 | 90.1 | 83.9 | 77 | 112.5 | 94.2 | 87.9 | 97.6 | 115.5 | 109.3 | 110.8 | 79.3 | 82.7 | 107 | 109 | 113.5 | 75.3 | 111.1 | 106.2 | 112.2 | 110.1 | 92.1 | 81.5 | 110 | 94.5 | 84.8 | 87 | 90 | 109.9 | 108.5 | 102.1 | 111.8 | 78.6 | 105.5 | 101.7 | 89.5 | 115.5 | 92.5 | 98.8 | 114.5 | 89.5 | 98.2 | 91 | 118 | 89.4 | 94.2 | 106.5 | 97.5 | 99.4 | 81.5 | 90.3 | 109.6 | 79.9 | 104.4 | 108.9 | 102.4 | 93.5 | 103.2 | 114.7 | 107.6 | 87 | 81.4 | 104.6 | 118.4 | 108.3 | 96.5 | 77 | 114.3 | 113 | 103.2 | 82.4 | 109.8 | 105.6 | 104.4 | 97.8 | 74.1 | 117.9 | 104.1 | 79.9 | 110.9 | 83.6 | 115.1 | 114.3 | 80.3 | 97.4 | 117.1 | 88.6 | 106.7 | 88.4 | 85.6 | 87.4 | 106.5 | 106.6 | 80.6 | 118.9 | 115.5 | 118.7 | 96.6 | 99.7 | 116.8 | 93 | 90 | 80.2 | 102.6 | 80.8 | 94.2 | 107.9 | 114.2 | 81.9 | 115.2 | 92.3 | 112.5 | 83 | 112.1 | 77.6 | 82 | 100 | 101 | 101 | 112.3 | 90.1 | 103 | 97.1 | 108.6 | 89.7 | 90.6 | 85.2 | 86 | 101.4 | 77.3 | 102.2 | 105.1 | 78.1 | 77.1 | 111.3 | 114.3 | 100.7 | 90.8 | 78.2 | 113.9 | 79.3 | 89.5 | 114.7 | 97.5 | 81.9 | 117.4 | 112.5 | 74.9 | 78.3 | 98.3 | 107.2 | 114.3 | 115.8 | 106.5 | 101.9 | 100.7 | 94.3 | 89.5 | 82 | 117.2 | 94.6 | 92.9 | 104.3 | 87 | 96.3 | 114.5 | 97.1 | 81.6 | 91.7 | 110.7 | 106.8 | 80.4 | 99.9 | 102 | 74.2 | 114.9 | 109.7 | 85.5 | 89.3 | 78.8 | 85.7 | 98.8 | 104 | 87.6 | 118.7 | 108 | 110 | 117 | 108 | 108.5 | 99.5 | 95 | 111.6 | 83.8 | 100.4 | 113.5 | 85 | 106.6 | 101.6 | 76.2 | 75.5 | 116 | 88.6 | 99 | 90.6 | 86.4 | 96.7 | 81.1 | 95.3 | 75.9 | 110.1 | 103.6 | 109.9 | 101.6 | 83.4 | 87.9 | 101.8 | 113 | 73.7 | 75.7 | 98.7 | 72.3 | 94.1 | 80 | 117.9 | 82 | 101.7 | 91.8 | 85 | 104.1 | 113.1 | 118.4 | 104.3 | 108 | 97.1 | 74.4 | 111.3 | 78.5 | 116 | 97.3 | 77.8 | 94.8 | 101.4 | 102.5 | 90.4 | 115.8 | 94.6 | 93.4 | 111.3 | 114.8 | 117.3 | 77.6 | 112 | 77.5 | 77.7 | 105.3 | 113.2 | 81 | 74.7 | 96.4 | 99.4 | 75.8 | 91.4 | 115.6 | 93.7 | 113.9 | 74.6 | 103.7 | 101 | 92.7 | 89.7 | 87.4 | 75.4
20 | 90.5 | 69.9 | 84.5 | 111.2 | 99.4 | 97.6 | 72.5 | 95.8 | 102 | 111.3 | 88.7 | 97.8 | 89.4 | 77.9 | 74.9 | 100.8 | 112 | 76 | 98.5 | 111.2 | 97.5 | 103.9 | 84.8 | 70 | 95.1 | 72 | 108.7 | 103.6 | 109.5 | 73.9 | 69.9 | 70.3 | 68.5 | 93.8 | 111.6 | 80.1 | 103.7 | 105.3 | 108.5 | 85.5 | 79.7 | 71.7 | 112.7 | 104.2 | 105.4 | 86.3 | 112.8 | 105 | 111.4 | 100.4 | 97 | 103.3 | 69.2 | 75.3 | 72.4 | 75.2 | 80.3 | 70.7 | 109.3 | 86.6 | 91 | 107.6 | 102.7 | 68.3 | 69.6 | 103.1 | 105.5 | 93.9 | 82.4 | 95.5 | 107 | 102.4 | 109.8 | 86 | 104.3 | 81.4 | 69.3 | 97.3 | 92.9 | 106.8 | 85.4 | 70.8 | 109.5 | 82.2 | 99.1 | 73 | 94.2 | 88.6 | 93.2 | 78.6 | 80.7 | 82 | 92.1 | 109.4 | 100.6 | 104.7 | 95.1 | 78.2 | 81.2 | 102.6 | 77.5 | 106.5 | 73.8 | 95.1 | 69.2 | 80.1 | 81.4 | 81.7 | 70 | 98.4 | 78.5 | 99.5 | 87.4 | 110.4 | 86.3 | 83.1 | 107.2 | 106.9 | 88.4 | 76.4 | 99.2 | 106.1 | 87.7 | 98.5 | 102.1 | 80.9 | 76.6 | 78.6 | 77.4 | 91.6 | 93.5 | 96.3 | 91.6 | 71.2 | 113 | 86.1 | 107.7 | 78.1 | 71 | 112 | 76.1 | 89.7 | 102.8 | 85.3 | 95 | 91.3 | 97.4 | 89 | 102.4 | 102.4 | 112.7 | 108.3 | 99.8 | 106.9 | 68 | 71 | 110.4 | 86.1 | 75.5 | 88.5 | 78.2 | 80.1 | 95.3 | 93.1 | 112.2 | 90.8 | 104.8 | 112.3 | 95.1 | 98.2 | 99.3 | 103.9 | 110.8 | 107.3 | 110.8 | 110.8 | 97.8 | 76.5 | 105.9 | 92.9 | 75 | 95.8 | 104.8 | 106.4 | 99.7 | 94.4 | 96.7 | 101.6 | 104 | 70.1 | 96.8 | 74.7 | 72.4 | 88.2 | 72.4 | 100.3 | 97 | 70.9 | 85 | 101.1 | 104.8 | 72.3 | 110.9 | 107.9 | 98.2 | 103.3 | 111.5 | 78.1 | 88.5 | 68.6 | 91.4 | 89.4 | 97 | 68.5 | 108.8 | 87.8 | 81.2 | 74.8 | 84.9 | 80.9 | 108.4 | 87.3 | 73.4 | 86.2 | 106.4 | 97.2 | 84.9 | 99.2 | 69.6 | 82.8 | 79.9 | 97.2 | 68.1 | 78.8 | 77.3 | 101.1 | 108.9 | 106.2 | 100.1 | 87.9 | 89.1 | 77.7 | 86.7 | 105.1 | 102.9 | 75.9 | 107.1 | 107.3 | 107.1 | 85.5 | 90.6 | 74.9 | 78 | 106.7 | 76.5 | 107.4 | 77.9 | 79.3 | 101.4 | 103.7 | 92.1 | 95.7 | 79.7 | 80.1 | 73 | 89.2 | 86.2 | 72.3 | 85.8 | 71.2 | 103.4 | 68.9 | 102.5 | 87.7 | 77.7 | 106.8 | 91.8 | 94.9 | 82.3 | 77.7 | 100.7 | 109.9 | 87.9 | 69.5 | 68.9 | 82.6 | 93.4 | 81.2 | 91.3 | 110.3 | 81.4 | 78.6 | 110.4 | 104.5 | 109.4 | 108.5 | 83 | 111.2 | 104.5 | 96 | 82.9 | 89.6 | 89.7 | 77 | 84.7 | 72.2 | 70 | 98.8 | 100.8 | 104.6 | 104 | 82.6 | 90.3 | 78.9 | 94.8 | 85.4 | 77.6 | 101.5 | 99.3 | 101.2 | 70.8 | 110.4 | 87.9 | 94.5 | 86.7 | 72.8 | 86.6 | 85.5 | 71.6 | 93.8 | 106.8 | 100.2 | 84.7 | 83.4 | 103.2 | 82.1 | 68.2 | 95.2 | 109.8 | 91.6 | 93.3 | 111.2 | 98.3 | 89.6 | 75.4 | 97.1 | 102.4 | 99.9 | 98.2 | 90.3 | 110.2 | 110 | 91.7 | 105.9 | 90 | 76.3 | 112.6 | 80.7 | 71.4 | 104 | 69.3 | 90 | 102.9 | 74.8 | 88.3
21 | 77.4 | 81.9 | 85.8 | 60.7 | 81.3 | 92.9 | 91.8 | 94.1 | 58.9 | 67.9 | 61 | 75.6 | 72.5 | 92.5 | 95.5 | 81.3 | 67.7 | 61.8 | 79.1 | 58.1 | 83.4 | 91 | 87.2 | 60 | 95.5 | 58.7 | 60.4 | 78.3 | 76.5 | 63.8 | 58.8 | 85.1 | 72.8 | 58.2 | 76.4 | 95.3 | 81.6 | 61.1 | 88.6 | 59.2 | 81.7 | 71.5 | 58.5 | 71.4 | 65.7 | 75.5 | 63.8 | 93 | 61 | 73.8 | 83.5 | 58.6 | 91.6 | 84.8 | 82.4 | 68.6 | 96.7 | 82.3 | 71.6 | 85.5 | 66 | 73.6 | 62.9 | 63.7 | 63.5 | 86.7 | 61.6 | 71.2 | 81.9 | 84 | 66.3 | 62.3 | 77 | 94.9 | 82.9 | 75.6 | 69.3 | 84.3 | 67.7 | 88.1 | 85.9 | 80.3 | 87.3 | 84.3 | 88.3 | 71.4 | 85.4 | 72.1 | 84 | 90.4 | 59 | 90.5 | 82 | 95.1 | 60.7 | 66.7 | 63.8 | 84.1 | 70.9 | 72.2 | 58.5 | 58.1 | 95.3 | 82.7 | 90.7 | 68 | 74.3 | 81.9 | 94.7 | 83.2 | 89.4 | 78.2 | 80.6 | 93.4 | 91.6 | 61 | 64.7 | 83.9 | 69.6 | 73.3 | 90.9 | 95.8 | 78.9 | 94 | 58 | 79.6 | 87.3 | 80.5 | 89.9 | 75.5 | 75.6 | 88.4 | 93.2 | 87.8 | 67.3 | 67.5 | 94.9 | 84.8 | 70.9 | 89.9 | 93 | 88.2 | 91.7 | 60.4 | 84.2 | 67 | 82 | 90.1 | 86 | 70.6 | 89.1 | 83.2 | 71.4 | 61.8 | 66.2 | 90.4 | 91.6 | 59.6 | 62.8 | 79.3 | 61.9 | 82.9 | 90.4 | 69.5 | 89.8 | 77.5 | 65.9 | 64.2 | 79.7 | 95.7 | 87.7 | 80.5 | 79 | 89.4 | 67.7 | 73.6 | 96 | 87.4 | 76.9 | 87.6 | 81.6 | 78.3 | 72.1 | 86.7 | 59.7 | 71.5 | 93.3 | 90.3 | 82.4 | 76.8 | 95 | 76.2 | 91.2 | 95.6 | 78.2 | 62 | 70.3 | 70.3 | 84 | 73.5 | 60.6 | 96.6 | 59.6 | 71.7 | 82.5 | 60.8 | 88.9 | 58.3 | 71 | 89.7 | 90.8 | 62 | 61.5 | 60 | 82.3 | 89.1 | 76.9 | 59.1 | 93.1 | 63.7 | 92.7 | 77.5 | 91.8 | 89.2 | 87.4 | 88.7 | 85.5 | 77.2 | 83.9 | 90.5 | 61.5 | 89.2 | 94.7 | 85.5 | 95.3 | 61.1 | 68.7 | 60.9 | 95 | 63.2 | 87 | 65.2 | 71.7 | 69.9 | 95.1 | 62.5 | 66 | 75.1 | 60.2 | 74.6 | 73.1 | 58.8 | 59.1 | 67.6 | 82.8 | 66.3 | 96.7 | 87.1 | 62.1 | 69.9 | 86.6 | 93.7 | 84.8 | 72.1 | 72 | 94.2 | 68.8 | 61.1 | 64 | 68.4 | 70.1 | 85.3 | 78.8 | 92.4 | 84.7 | 80.1 | 92 | 64.9 | 88.1 | 86.2 | 63.2 | 67.8 | 68.3 | 80.4 | 76 | 85.4 | 67 | 66.6 | 90.2 | 75.4 | 81 | 78.8 | 82.3 | 85.4 | 85.8 | 72.5 | 82.4 | 65.9 | 91.5 | 64.8 | 83.3 | 61 | 92.7 | 93.5 | 90 | 87 | 68.2 | 74.2 | 78.3 | 96 | 70.1 | 81.8 | 96.7 | 86.2 | 69.2 | 85 | 58.3 | 88.3 | 79.8 | 67.9 | 59 | 91.2 | 68.5 | 74.3 | 72.1 | 71.8 | 70.3 | 58.1 | 74.1 | 63 | 80.3 | 64.4 | 71.4 | 95 | 91.5 | 58.8 | 71.8 | 83.1 | 83.8 | 77.9 | 68.2 | 61.8 | 63.4 | 59.3 | 96.2 | 79.4 | 72.7 | 81.1 | 71.7 | 73.6 | 93.8 | 69.4 | 78.6 | 96.1 | 67.7 | 64.9 | 70.1 | 96 | 66.3 | 90.4 | 95.7 | 79.7 | 84.9 | 84.5 | 73.4
22 | 71 | 87.7 | 87.9 | 84.5 | 56.7 | 69.6 | 69.5 | 82.3 | 82.2 | 86.8 | 67.5 | 72.7 | 83.1 | 66.6 | 88 | 53.7 | 56.2 | 64.3 | 84.2 | 78.4 | 72.1 | 71.9 | 86.7 | 67 | 74.7 | 75.3 | 78.5 | 65.8 | 75.5 | 66 | 87.8 | 67.7 | 78.5 | 84 | 64.1 | 59.9 | 68.6 | 68.7 | 80.8 | 78.2 | 83.3 | 62.5 | 68.7 | 57.6 | 86.1 | 79.1 | 63.2 | 82.4 | 70.4 | 58.3 | 76.4 | 84.9 | 83.7 | 86.5 | 54.5 | 82.4 | 57 | 76.4 | 68.6 | 70.7 | 55.1 | 56.8 | 63.1 | 73.8 | 84.6 | 82.3 | 70.2 | 80.4 | 68 | 81.6 | 83.5 | 78.7 | 87.1 | 76.8 | 58.8 | 83.7 | 58.4 | 57.2 | 61.1 | 64.2 | 64.8 | 55.5 | 66.7 | 70.5 | 75.5 | 73.4 | 75.4 | 55.9 | 76.3 | 79.2 | 76.9 | 55.9 | 76.4 | 61.8 | 74.5 | 85.3 | 86.1 | 64.2 | 69.1 | 54.4 | 67.8 | 62.7 | 62.2 | 77.9 | 61.1 | 79.3 | 72.9 | 72 | 73.6 | 55.5 | 57 | 69.4 | 79.8 | 61.2 | 85.3 | 64.8 | 66.5 | 84.4 | 73.4 | 54.8 | 69 | 69.1 | 74.2 | 73.5 | 71.4 | 86.3 | 69.5 | 76.8 | 85.9 | 88.6 | 75.8 | 86.6 | 83 | 54.7 | 61.9 | 86 | 75.6 | 86.5 | 86.7 | 56.7 | 68.2 | 84.8 | 76 | 60.2 | 73.5 | 62.5 | 59.5 | 75.8 | 78.3 | 55.5 | 53.3 | 82.6 | 63.8 | 76.1 | 83.7 | 85.2 | 63.8 | 85.2 | 61.4 | 65.2 | 70.7 | 80.1 | 71.8 | 57.4 | 80.2 | 61.3 | 70.3 | 56.9 | 55.8 | 81.3 | 53.8 | 55.2 | 61.5 | 73.8 | 73.8 | 62.1 | 67.1 | 76.2 | 60.9 | 87.4 | 55.5 | 70.4 | 70 | 82.6 | 75.3 | 55.7 | 88.6 | 56.4 | 54.5 | 78.1 | 56.3 | 73.2 | 62.9 | 53.7 | 65.1 | 66.9 | 58.2 | 56 | 63.9 | 87.7 | 57.6 | 56.3 | 87.3 | 72.7 | 80.2 | 75.6 | 71.2 | 56.1 | 65.5 | 83.1 | 87.6 | 73.1 | 54.3 | 67.8 | 74.6 | 67.8 | 82.8 | 66.2 | 68.2 | 72.7 | 69.8 | 74.4 | 66.4 | 68.1 | 60.6 | 73.9 | 85.7 | 81.1 | 56.7 | 63.6 | 67.7 | 63.3 | 78.5 | 72.6 | 56.8 | 77.8 | 77 | 54.2 | 84.2 | 74.9 | 67.4 | 77.5 | 87.2 | 55.8 | 87.8 | 67.3 | 85.6 | 79.5 | 61.8 | 77 | 78.8 | 83.5 | 70.7 | 88.4 | 79 | 74 | 64 | 73.6 | 88 | 82 | 86.3 | 80.3 | 59.8 | 66.2 | 64.6 | 75.5 | 86.3 | 77.7 | 76 | 74.3 | 82.9 | 68.2 | 66.8 | 78.7 | 76.6 | 83 | 54.9 | 57.2 | 81.6 | 54.9 | 82.8 | 77.8 | 57.5 | 75.1 | 55.1 | 69.7 | 74 | 55.2 | 67.4 | 78 | 64.1 | 77.5 | 70.2 | 81.8 | 60.5 | 58.7 | 87.4 | 83.6 | 64.1 | 78.8 | 60.2 | 67.2 | 84 | 79.4 | 62 | 54.6 | 73.2 | 77.1 | 56.4 | 67.3 | 72.1 | 64.8 | 79.3 | 72 | 85.9 | 80.1 | 79.6 | 70.9 | 66.5 | 79.9 | 82 | 77.4 | 59.8 | 88.3 | 85.9 | 60.5 | 68.9 | 53.4 | 77 | 78.9 | 87.6 | 60.3 | 77.1 | 74 | 54.8 | 83.3 | 60.6 | 56.9 | 61.4 | 83 | 64.9 | 74.7 | 87.2 | 84.9 | 73.9 | 59.2 | 72.1 | 74.7 | 82.2 | 67.4 | 82.6 | 71.1 | 67.4 | 85 | 54.6 | 82.4 | 69.7 | 56.1 | 86.2 | 75.7 | 77.3 | 87.4 | 82.7 | 57.4 | 68.4
23 | 59.4 | 62.6 | 64.4 | 63.6 | 69 | 64.8 | 52 | 47.6 | 46.6 | 56.8 | 46.3 | 68.5 | 52.9 | 71.4 | 56.1 | 52.8 | 55.5 | 56.1 | 56.5 | 72.4 | 54.7 | 50 | 53.9 | 45 | 49.5 | 60.9 | 46.8 | 62 | 70.3 | 49.9 | 56.5 | 68.8 | 68.3 | 69.5 | 70.9 | 73.7 | 64 | 63.3 | 66.3 | 56.9 | 48.5 | 71.9 | 62.4 | 72.3 | 56.7 | 50.1 | 46 | 49.6 | 47.5 | 56 | 57.7 | 47.7 | 55.1 | 52.6 | 47.8 | 68.3 | 62.1 | 63.6 | 67.1 | 67.4 | 72.1 | 61.3 | 45 | 48.6 | 68 | 61.3 | 72.1 | 61.7 | 65.8 | 46.7 | 70.3 | 59.4 | 57.6 | 58.3 | 73.7 | 73.5 | 70 | 49.3 | 51.6 | 54.4 | 63.2 | 59 | 69.3 | 74.1 | 71.6 | 56.8 | 53.1 | 63.8 | 50.5 | 68.5 | 72.3 | 61.8 | 52.4 | 49.9 | 73.4 | 46.5 | 55.5 | 72.9 | 70.1 | 51.8 | 69.4 | 59.9 | 59.2 | 69.1 | 50.6 | 53.3 | 73.6 | 50.5 | 48 | 51.4 | 68 | 55.4 | 50.5 | 52.9 | 62.9 | 50.7 | 72 | 53.5 | 54.3 | 47.7 | 54.9 | 60.6 | 47.8 | 61.9 | 53.8 | 53 | 46.5 | 71.3 | 50.5 | 58.5 | 51.7 | 57.6 | 70.4 | 70.6 | 52.4 | 71.7 | 56.9 | 44.9 | 60.1 | 68.4 | 69.4 | 49.8 | 59.9 | 74 | 64.5 | 53.2 | 46.5 | 72.1 | 51.3 | 56 | 60.5 | 51.4 | 55.3 | 51.3 | 66.6 | 51.8 | 59.6 | 48.2 | 46.1 | 64.7 | 53.4 | 67.3 | 54 | 65.1 | 45.5 | 56.1 | 72.2 | 54.7 | 73.4 | 66.5 | 69.6 | 56.6 | 46 | 47 | 67.9 | 55.9 | 62.2 | 48.8 | 45 | 44.8 | 46.6 | 48.9 | 51.2 | 57.3 | 58.6 | 62.8 | 72.5 | 52.7 | 67.7 | 56 | 55.6 | 44.9 | 45.9 | 55.1 | 51.9 | 49.9 | 61 | 48.3 | 72.8 | 68 | 70.1 | 61.2 | 60.8 | 51.3 | 47.6 | 62.3 | 72.1 | 62.7 | 61.8 | 62.4 | 47.6 | 49.7 | 64.4 | 60 | 55.7 | 51.3 | 72 | 64.3 | 44.8 | 50.1 | 47.8 | 63.3 | 56.3 | 52.4 | 69.2 | 52.9 | 46.6 | 47.4 | 70 | 56.7 | 49.1 | 60.8 | 51.2 | 62.3 | 69.8 | 67.7 | 70.3 | 54.4 | 47.4 | 50.7 | 71.2 | 62.1 | 48.8 | 65.9 | 62.9 | 55.7 | 50.6 | 59.5 | 71.1 | 74 | 67.1 | 58 | 64.6 | 73.3 | 53.3 | 47.2 | 48.6 | 62 | 53.7 | 65.3 | 67.5 | 66.5 | 45 | 49 | 50.7 | 50.1 | 61.8 | 66.9 | 68.4 | 52.2 | 67.3 | 74 | 73.8 | 55 | 50.3 | 63.6 | 56.4 | 47.5 | 67 | 51.9 | 72.8 | 45.8 | 66.4 | 71.1 | 70.7 | 45.9 | 60 | 49.1 | 73.3 | 59.6 | 64.6 | 53.5 | 45.7 | 57.3 | 48.4 | 44.8 | 48 | 47.4 | 53.5 | 55.7 | 55.7 | 69.5 | 62 | 71.3 | 65.6 | 51.9 | 67.7 | 72.4 | 54.8 | 73.6 | 68 | 48.6 | 55.3 | 48.6 | 54.7 | 62.4 | 60.6 | 69.2 | 58.4 | 64 | 63.8 | 73 | 72.1 | 59.2 | 46 | 55.4 | 63.9 | 66.3 | 45.7 | 53.7 | 57.6 | 51.2 | 56.6 | 67.1 | 67.2 | 55.8 | 72.9 | 55.3 | 52.4 | 54.5 | 49.5 | 67.8 | 72.9 | 55.7 | 54.9 | 69.6 | 66 | 53.8 | 52 | 49.6 | 48.9 | 49.3 | 65.3 | 47.8 | 72 | 69.5 | 70.9 | 72.5 | 61.8 | 61.3 | 65.5 | 73.8 | 71.4 | 69.5 | 57.8
24 | 56.7 | 44.4 | 64.1 | 69.1 | 47.8 | 52.5 | 70.1 | 62.1 | 70.6 | 66.6 | 68.9 | 65.6 | 57.1 | 69.8 | 46 | 45.1 | 64.3 | 57.4 | 60.9 | 44.1 | 63.8 | 43.2 | 67.6 | 68.1 | 69.6 | 42.8 | 68.9 | 62.5 | 64.4 | 67.2 | 45.3 | 56.8 | 62.2 | 67.2 | 64.5 | 58.8 | 59.6 | 61.9 | 42.7 | 63 | 53.1 | 58.6 | 53.6 | 43.5 | 49 | 47.7 | 68.3 | 52.1 | 57.2 | 50.7 | 70.2 | 53.4 | 44.4 | 58.4 | 55.1 | 50.9 | 50.6 | 49.9 | 47.4 | 67.1 | 48 | 56.3 | 62.8 | 65.3 | 64.9 | 65.9 | 69 | 55.6 | 68.4 | 56.3 | 68.7 | 70 | 43.9 | 69.7 | 52 | 53.4 | 42.8 | 55 | 66.1 | 57.4 | 59.2 | 45.5 | 69.7 | 53.8 | 59.6 | 50.3 | 54.6 | 69.6 | 67.7 | 61.6 | 46.5 | 53.8 | 51.6 | 70.4 | 50.4 | 61.9 | 46.8 | 49.2 | 57.1 | 56.7 | 48.8 | 60.7 | 70.7 | 44 | 64.9 | 49.9 | 45.8 | 51.8 | 63 | 67.3 | 67.2 | 53.6 | 48.3 | 52.4 | 52.7 | 51.8 | 60.7 | 69.3 | 52.1 | 53.6 | 55.8 | 63.5 | 45.2 | 57.8 | 49.7 | 46.2 | 46.7 | 57.2 | 44.4 | 51.2 | 68.8 | 58.4 | 54 | 44.9 | 46.9 | 56.2 | 51.5 | 57.5 | 52.2 | 49.1 | 65.5 | 55.6 | 62.9 | 63.9 | 52.6 | 56.4 | 58.5 | 49.4 | 62.5 | 53.3 | 47.3 | 51.1 | 67.4 | 65.4 | 45.2 | 70.6 | 46.2 | 53.4 | 44.7 | 45 | 52.3 | 50.1 | 56.4 | 59.2 | 57 | 52.9 | 69.4 | 49.2 | 44 | 51.7 | 64.8 | 67.6 | 50.8 | 61.5 | 53.5 | 57.2 | 48.9 | 63.2 | 43.9 | 46.4 | 69.6 | 62.6 | 57.5 | 47.6 | 63.7 | 70.1 | 69.2 | 70.8 | 42.7 | 50.6 | 56.8 | 49.9 | 48.8 | 47.1 | 60.4 | 56.2 | 43.1 | 67.3 | 42.8 | 54.3 | 63.6 | 57.5 | 59.9 | 60.9 | 61.9 | 51.2 | 52.4 | 67.9 | 54.3 | 55.4 | 55.4 | 49.3 | 70.2 | 43.7 | 57.2 | 70.5 | 43.9 | 52.5 | 55.4 | 65.3 | 49.1 | 70.8 | 44.4 | 56.9 | 64.8 | 54.7 | 45.5 | 55 | 44.6 | 65.3 | 49 | 48.9 | 43.3 | 46.6 | 63.8 | 50.4 | 52.7 | 70.5 | 61.9 | 66.3 | 65.2 | 69.9 | 42.5 | 55.1 | 51.5 | 44.4 | 66.9 | 50.2 | 59.3 | 56.7 | 55.7 | 49 | 70.7 | 42.6 | 49.8 | 52.3 | 64.3 | 65.8 | 42.5 | 46.3 | 55 | 53.4 | 65.2 | 44 | 65.2 | 65.6 | 59.2 | 51.1 | 69 | 69.5 | 51.6 | 49 | 50.6 | 69.1 | 58.2 | 60.2 | 63.1 | 56.6 | 57.1 | 65.3 | 56.6 | 44.5 | 63.4 | 51.1 | 42.7 | 65.3 | 57.6 | 62.7 | 59.5 | 68.3 | 46.7 | 67.7 | 46.7 | 64.5 | 67.1 | 67.4 | 49.9 | 58.3 | 60.8 | 47.9 | 45.9 | 47 | 68.6 | 62.5 | 60.9 | 45.5 | 56.4 | 55.5 | 68.2 | 61.3 | 69.3 | 66.1 | 54.9 | 64.6 | 51.4 | 43.3 | 44.5 | 57.9 | 53.7 | 44.9 | 52.5 | 47.8 | 60 | 60.7 | 62 | 68.8 | 45.9 | 54.8 | 54.4 | 70.5 | 45.5 | 66.6 | 51.5 | 64.6 | 54.7 | 46.4 | 66.5 | 49.8 | 56 | 53.7 | 58.2 | 50.7 | 60.7 | 59.2 | 43.6 | 68.6 | 45.3 | 47.7 | 70.6 | 46.7 | 57.7 | 45.7 | 64.6 | 55.9 | 62.6 | 60.3 | 55.5 | 57.4 | 55.3 | 57.1 | 69 | 63 | 56.5 | 42.9 | 64.1
* All Price Data ($/MWh) belong to ComEd: https://hourlypricing.comed.com/live-prices/